## Eaton xEnergy Fiyat Listesi
xEnergy XW Pano Fiyat Listesi 6 Ekim 2025
| Ürün Referansı | SAP Ürün No. | Katalog No. | Ürün Tanımı | Indirim Grubu | Ürün Grubu | Liste Fiyatı (EUR) | Kutu Adedi
xEnergy Main / Light / Basic
| ADT125-110 | Y7-2290 | 2290 | BT ASSEMBLY PARTS | EDB | xEnergy Basic | 2.62 | 10
| ADT200-190 | Y7-2289 | 2289 | BT ASSEMBLY PARTS | EDB | xEnergy Basic | 2.71 | 10
| AE/I23E | Y7-29766 | 29766 | MCB Enclosure | EDB | xEnergy Basic | 225.5 | 1
| AE/I23E/T | Y7-32139 | 32139 | MCB Enclosure | EDB | xEnergy Basic | 333.3 | 1
| AE/I43E | Y7-239 | 239 | MCB Enclosure | EDB | xEnergy Basic | 343.4 | 1
| AE/I43E/T | Y7-2612 | 2612 | MCB Enclosure | EDB | xEnergy Basic | 461.8 | 1
| AE/I44E | Y7-4985 | 4985 | MCB Enclosure | EDB | xEnergy Basic | 375 | 1
| AE/I44E/T | Y7-61937 | 61937 | MCB Enclosure | EDB | xEnergy Basic | 498.3 | 1
| AH-GA | Y7-2305 | 2305 | BT ASSEMBLY PARTS | EDB | xEnergy Basic | 7.46 | 10
| APH | Y7-143981 | 143981 | Cover-plate holder, double, standard | EDB | xEnergy Basic | 1.39 | 20
| APH05 | Y7-143983 | 143983 | Cover-plate holder, half, standard type | EDB | xEnergy Basic | 1.39 | 20
| ARB-ID | Y7-2302 | 2302 | BT ASSEMBLY PARTS | EDB | xEnergy Basic | 38.12 | 10
| ASPIFT00CSC | Y7-185226 | 185226 | PVC-C Cable partition | EDB | xEnergy Basic | 74.2 | 1
| ASPIFT1CSC | Y7-185227 | 185227 | PVC-C Cable partition | EDB | xEnergy Basic | 82.2 | 1
| ASPIFT23CSC | Y7-185228 | 185228 | PVC-C Cable partition | EDB | xEnergy Basic | 105.2 | 1
| AV/I23-125 | Y7-36089 | 36089 | MCB Enclosure | EDB | xEnergy Basic | 156 | 1
| AV/I23-150 | Y7-43208 | 43208 | MCB Enclosure | EDB | xEnergy Basic | 159.8 | 1
| AV/I43-125 | Y7-47954 | 47954 | MCB Enclosure | EDB | xEnergy Basic | 211.3 | 1
| AV/I43-200 | Y7-45581 | 45581 | MCB Enclosure | EDB | xEnergy Basic | 219.4 | 1
| AV/I44-125 | Y7-59819 | 59819 | MCB Enclosure | EDB | xEnergy Basic | 165.3 | 1
| AV/I44-200 | Y7-62192 | 62192 | MCB Enclosure | EDB | xEnergy Basic | 250.2 | 1
| AVS30PEN | Y7-96215 | 96215 | Busbar terminal | EDB | xEnergy Basic | 194.7 | 2
| AVS40 | Y7-98588 | 98588 | Busbar terminal | EDB | xEnergy Basic | 258.9 | 1
| BBA-TP3/120 | Y7-107184 | 107184 | Pano aksesuarı: Bara terminal plakası | EDB | xEnergy Basic | 71.4 | 1
| BBC-FL5 | Y7-107173 | 107173 | Pano aksesuarı: Bara örtü kapağı | EDB | xEnergy Basic | 29.26 | 1
| Beipack für MP vorn 4 | Y7-770910915 | 770910915 | #N/A | EDB | xEnergy Main | 6.48 | 1
| BEL01 | Y7-275200 | 275200 | Fastening element for conductive connection, pre-mounted, green, pairs | EDB | xEnergy Basic | 6.95 | 1
| BEL12 | Y7-275199 | 275199 | Fastening element insulated, pre-mounted, white, pairs | EDB | xEnergy Basic | 4.17 | 1
| BEL12A | Y7-275201 | 275201 | Fastening element insulated, pre-mounted, white, delivery in single parts, pairs | EDB | xEnergy Basic | 2.78 | 1
| BFS-PT3 | Y7-2317 | 2317 | Fixing kit, mounting rail, for 250mm side length | EDB | xEnergy Basic | 20.36 | 5
| BFS-PT4 | Y7-2318 | 2318 | Fixing kit, mounting rail, for 375mm side length | EDB | xEnergy Basic | 63.3 | 5
| BFZ-DES | Y7-101665 | 101665 | Door earthing set yellow-green 6 mm² / 300 mm | EDB | xEnergy Basic | 5.56 | 1
| BFZ-NZM1-SET/33 | Y7-293628 | 293628 | White kit for NZM1, 33 SU | EDB | xEnergy Basic | 55.7 | 1
| BL-CI | Y7-36168 | 36168 | ACC.INS.ENCLOSURE CI3-CI49 | EDB | xEnergy Basic | 7.64 | 5
| BL-CI-VA | Y7-38541 | 38541 | ACC.INS.ENCLOSURE CI3-CI49 | EDB | xEnergy Basic | 17.73 | 5
| BPA-U-3S-1000/10 | Y7-111238 | 111238 | 3-component flush-mounting door frame with door, open air, double-bit lock, IP43, HxW=1060x1000mm | EDB | xEnergy Basic | 703 | 1
| BPA-U-3S-1000/10-P | Y7-119142 | 119142 | 3-component flush-mounted door frame with door, open air, rotary lever, IP43, HxW=1060x1000mm | EDB | xEnergy Basic | 782 | 1
| BPA-U-3S-1000/12 | Y7-111239 | 111239 | 3-component flush-mounting door frame with door, open air, double-bit lock, IP43, HxW = 1260 x 1000 mm | EDB | xEnergy Basic | 779 | 1
| BPA-U-3S-1000/12-P | Y7-119143 | 119143 | 3-component flush-mounted door frame with door, open air, rotary lever, IP43, HxW = 1260 x 1000 mm | EDB | xEnergy Basic | 856 | 1
| BPA-U-3S-1000/15 | Y7-111240 | 111240 | 3-component flush-mounting door frame with door, open air, double-bit lock, IP43, HxW=1560x1000mm | EDB | xEnergy Basic | 918 | 1
| BPA-U-3S-1000/15-P | Y7-119144 | 119144 | 3-component flush-mounted door frame with door, open air, rotary lever, IP43, HxW=1560x1000mm | EDB | xEnergy Basic | 982 | 1
| BPA-U-3S-1000/17 | Y7-111241 | 111241 | 3-component flush-mounting door frame with door, open air, double-bit lock, IP43, HxW=1760x1000mm | EDB | xEnergy Basic | 1046 | 1
| BPA-U-3S-1000/17-P | Y7-111243 | 111243 | 3-component flush-mounting door frame with door, open air, rotary lever, IP43, HxW=1760x1000mm | EDB | xEnergy Basic | 1112 | 1
| BPA-U-3S-1000/20 | Y7-111242 | 111242 | 3-component flush-mounting door frame with door, open air, double-bit lock, IP43, HxW=2060x1000mm | EDB | xEnergy Basic | 1150 | 1
| BPA-U-3S-1000/20-P | Y7-111244 | 111244 | 3-component flush-mounting door frame with door, open air, rotary lever, IP43, HxW=2060x1000mm | EDB | xEnergy Basic | 1218 | 1
| BPA-U-3S-1200/12 | Y7-111245 | 111245 | 3-component flush-mounting door frame with door, open air, double-bit lock, IP43, HxW=1260x1200mm | EDB | xEnergy Basic | 816 | 1
| BPA-U-3S-1200/12-P | Y7-119145 | 119145 | 3-component flush-mounted door frame with door, open air, rotary lever, IP43, HxW=1260x1200mm | EDB | xEnergy Basic | 895 | 1
| BPA-U-3S-1200/15 | Y7-111246 | 111246 | 3-component flush-mounting door frame with door, open air, double-bit lock, IP43, HxW=1560x1200mm | EDB | xEnergy Basic | 951 | 1
| BPA-U-3S-1200/15-P | Y7-119146 | 119146 | 3-component flush-mounted door frame with door, open air, rotary lever, IP43, HxW=1560x1200mm | EDB | xEnergy Basic | 1013 | 1
| BPA-U-3S-1200/17 | Y7-111247 | 111247 | 3-component flush-mounting door frame with door, open air, double-bit lock, IP43, HxW=1760x1200mm | EDB | xEnergy Basic | 1101 | 1
| BPA-U-3S-1200/17-P | Y7-111249 | 111249 | 3-component flush-mounting door frame with door, open air, rotary lever, IP43, HxW=1760x1200mm | EDB | xEnergy Basic | 1165 | 1
| BPA-U-3S-1200/20 | Y7-111248 | 111248 | 3-component flush-mounting door frame with door, open air, double-bit lock, IP43, HxW=2060x1200mm | EDB | xEnergy Basic | 1209 | 1
| BPA-U-3S-1200/20-P | Y7-111250 | 111250 | 3-component flush-mounting door frame with door, open air, rotary lever, IP43, HxW=2060x1200mm | EDB | xEnergy Basic | 1273 | 1
| BPA-U-3S-400/10 | Y7-111219 | 111219 | 3-component flush-mounting door frame with door, open air, double-bit lock, IP43, HxW=1060x400mm | EDB | xEnergy Basic | 444.6 | 1
| BPA-U-3S-400/10-P | Y7-119131 | 119131 | 3-component flush-mounted door frame with door, open air, rotary lever, IP43, HxW=1060x400mm | EDB | xEnergy Basic | 520 | 1
| BPA-U-3S-400/12 | Y7-111220 | 111220 | 3-component flush-mounting door frame with door, open air, double-bit lock, IP43, HxW=1260x400mm | EDB | xEnergy Basic | 477.3 | 1
| BPA-U-3S-400/12-P | Y7-119132 | 119132 | 3-component flush-mounted door frame with door, open air, rotary lever, IP43, HxW=1260x400mm | EDB | xEnergy Basic | 557 | 1
| BPA-U-3S-400/4 | Y7-111217 | 111217 | 3-component flush-mounting door frame with door, open air, double-bit lock, IP43, HxW=460x400mm | EDB | xEnergy Basic | 344.8 | 1
| BPA-U-3S-400/4-P | Y7-119129 | 119129 | 3-component flush-mounted door frame with door, open air, rotary lever, IP43, HxW=460x400mm | EDB | xEnergy Basic | 393.2 | 1
| BPA-U-3S-400/7 | Y7-111218 | 111218 | 3-component flush-mounting door frame with door, open air, double-bit lock, IP43, HxW=760x400mm | EDB | xEnergy Basic | 393.2 | 1
| BPA-U-3S-400/7-P | Y7-119130 | 119130 | 3-component flush-mounted door frame with door, open air, rotary lever, IP43, HxW=760x400mm | EDB | xEnergy Basic | 431.4 | 1
| BPA-U-3S-600/10 | Y7-111223 | 111223 | 3-component flush-mounting door frame with door, open air, double-bit lock, IP43, HxW=1060x600mm | EDB | xEnergy Basic | 487 | 1
| BPA-U-3S-600/10-P | Y7-119135 | 119135 | 3-component flush-mounted door frame with door, open air, rotary lever, IP43, HxW=1060x600mm | EDB | xEnergy Basic | 567 | 1
| BPA-U-3S-600/12 | Y7-111224 | 111224 | 3-component flush-mounting door frame with door, open air, double-bit lock, IP43, HxW=1260x600mm | EDB | xEnergy Basic | 543 | 1
| BPA-U-3S-600/12-P | Y7-119136 | 119136 | 3-component flush-mounted door frame with door, open air, rotary lever, IP43, HxW=1260x600mm | EDB | xEnergy Basic | 625 | 1
| BPA-U-3S-600/15 | Y7-111225 | 111225 | 3-component flush-mounting door frame with door, open air, double-bit lock, IP43, HxW=1560x600mm | EDB | xEnergy Basic | 628 | 1
| BPA-U-3S-600/15-P | Y7-119137 | 119137 | 3-component flush-mounted door frame with door, open air, rotary lever, IP43, HxW=1560x600mm | EDB | xEnergy Basic | 694 | 1
| BPA-U-3S-600/17 | Y7-111226 | 111226 | 3-component flush-mounting door frame with door, open air, double-bit lock, IP43, HxW=1760x600mm | EDB | xEnergy Basic | 708 | 1
| BPA-U-3S-600/17-P | Y7-111228 | 111228 | 3-component flush-mounting door frame with door, open air, rotary lever, IP43, HxW=1760x600mm | EDB | xEnergy Basic | 773 | 1
| BPA-U-3S-600/20 | Y7-111227 | 111227 | 3-component flush-mounting door frame with door, open air, double-bit lock, IP43, HxW=2060x600mm | EDB | xEnergy Basic | 767 | 1
| BPA-U-3S-600/20-P | Y7-111229 | 111229 | 3-component flush-mounting door frame with door, open air, rotary lever, IP43, HxW=2060x600mm | EDB | xEnergy Basic | 838 | 1
| BPA-U-3S-600/4 | Y7-111221 | 111221 | 3-component flush-mounting door frame with door, open air, double-bit lock, IP43, HxW=460x600mm | EDB | xEnergy Basic | 370 | 1
| BPA-U-3S-600/4-P | Y7-119133 | 119133 | 3-component flush-mounted door frame with door, open air, rotary lever, IP43, HxW=460x600mm | EDB | xEnergy Basic | 423.6 | 1
| BPA-U-3S-600/7 | Y7-111222 | 111222 | 3-component flush-mounting door frame with door, open air, double-bit lock, IP43, HxW=760x600mm | EDB | xEnergy Basic | 431.4 | 1
| BPA-U-3S-600/7-P | Y7-119134 | 119134 | 3-component flush-mounted door frame with door, open air, rotary lever, IP43, HxW=760x600mm | EDB | xEnergy Basic | 477.3 | 1
| BPA-U-3S-800/10 | Y7-111231 | 111231 | 3-component flush-mounting door frame with door, open air, double-bit lock, IP43, HxW=1060x800mm | EDB | xEnergy Basic | 543 | 1
| BPA-U-3S-800/10-P | Y7-119139 | 119139 | 3-component flush-mounted door frame with door, open air, rotary lever, IP43, HxW=1060x800mm | EDB | xEnergy Basic | 618 | 1
| BPA-U-3S-800/12 | Y7-111232 | 111232 | 3-component flush-mounting door frame with door, open air, double-bit lock, IP43, HxW=1260x800mm | EDB | xEnergy Basic | 600 | 1
| BPA-U-3S-800/12-P | Y7-119140 | 119140 | 3-component flush-mounted door frame with door, open air, rotary lever, IP43, HxW=1260x800mm | EDB | xEnergy Basic | 673 | 1
| BPA-U-3S-800/15 | Y7-111233 | 111233 | 3-component flush-mounting door frame with door, open air, double-bit lock, IP43, HxW=1560x800mm | EDB | xEnergy Basic | 695 | 1
| BPA-U-3S-800/15-P | Y7-119141 | 119141 | 3-component flush-mounted door frame with door, open air, rotary lever, IP43, HxW=1560x800mm | EDB | xEnergy Basic | 757 | 1
| BPA-U-3S-800/17 | Y7-111234 | 111234 | 3-component flush-mounting door frame with door, open air, double-bit lock, IP43, HxW=1760x800mm | EDB | xEnergy Basic | 777 | 1
| BPA-U-3S-800/17-P | Y7-111236 | 111236 | 3-component flush-mounting door frame with door, open air, rotary lever, IP43, HxW=1760x800mm | EDB | xEnergy Basic | 842 | 1
| BPA-U-3S-800/20 | Y7-111235 | 111235 | 3-component flush-mounting door frame with door, open air, double-bit lock, IP43, HxW=2060x800mm | EDB | xEnergy Basic | 852 | 1
| BPA-U-3S-800/20-P | Y7-111237 | 111237 | 3-component flush-mounting door frame with door, open air, rotary lever, IP43, HxW=2060x800mm | EDB | xEnergy Basic | 922 | 1
| BPA-U-3S-800/7 | Y7-111230 | 111230 | 3-component flush-mounting door frame with door, open air, double-bit lock, IP43, HxW=760x800mm | EDB | xEnergy Basic | 469.8 | 1
| BPA-U-3S-800/7-P | Y7-119138 | 119138 | 3-component flush-mounted door frame with door, open air, rotary lever, IP43, HxW=760x800mm | EDB | xEnergy Basic | 512 | 1
| BP-DS-400/10 | Y7-286715 | 286715 | Door not transparent | EDB | xEnergy Basic | 105.8 | 1
| BP-DS-400/10-L | Y7-293570 | 293570 | Door left | EDB | xEnergy Basic | 136.1 | 1
| BP-DS-400/10-L-W | Y7-293571 | 293571 | Door left white | EDB | xEnergy Basic | 190.9 | 1
| BP-DS-400/10-P | Y7-119065 | 119065 | Sheet steel door with locking rotary lever | EDB | xEnergy Basic | 169.7 | 1
| BP-DS-400/10-P-W | Y7-119080 | 119080 | Sheet steel doors with white locking rotary lever | EDB | xEnergy Basic | 173.9 | 1
| BP-DS-400/10-W | Y7-292437 | 292437 | Door white | EDB | xEnergy Basic | 118 | 1
| BP-DS-400/12 | Y7-286716 | 286716 | Door not transparent | EDB | xEnergy Basic | 122.1 | 1
| BP-DS-400/12-L | Y7-293572 | 293572 | Door left | EDB | xEnergy Basic | 141.1 | 1
| BP-DS-400/12-L-W | Y7-293573 | 293573 | Door left white | EDB | xEnergy Basic | 208.8 | 1
| BP-DS-400/12-P | Y7-119066 | 119066 | Sheet steel door with locking rotary lever | EDB | xEnergy Basic | 186.2 | 1
| BP-DS-400/12-P-W | Y7-119081 | 119081 | Sheet steel doors with white locking rotary lever | EDB | xEnergy Basic | 191.2 | 1
| BP-DS-400/12-W | Y7-292438 | 292438 | Door white | EDB | xEnergy Basic | 133 | 1
| BP-DS-400/15 | Y7-286717 | 286717 | Door not transparent | EDB | xEnergy Basic | 140.7 | 1
| BP-DS-400/15-L | Y7-293574 | 293574 | Door left | EDB | xEnergy Basic | 160.7 | 1
| BP-DS-400/15-L-W | Y7-293575 | 293575 | Door left white | EDB | xEnergy Basic | 262.8 | 1
| BP-DS-400/15-P | Y7-119067 | 119067 | Sheet steel door with locking rotary lever | EDB | xEnergy Basic | 198.6 | 1
| BP-DS-400/15-P-W | Y7-119082 | 119082 | Sheet steel doors with white locking rotary lever | EDB | xEnergy Basic | 204.6 | 1
| BP-DS-400/15-W | Y7-292439 | 292439 | Door white | EDB | xEnergy Basic | 153.2 | 1
| BP-DS-400/4 | Y7-286713 | 286713 | Door not transparent | EDB | xEnergy Basic | 72.9 | 1
| BP-DS-400/4-P | Y7-119063 | 119063 | Sheet steel door with locking rotary lever | EDB | xEnergy Basic | 145.3 | 1
| BP-DS-400/4-P-W | Y7-119078 | 119078 | Sheet steel doors with white locking rotary lever | EDB | xEnergy Basic | 146.7 | 1
| BP-DS-400/4-W | Y7-292435 | 292435 | Door white | EDB | xEnergy Basic | 90.7 | 1
| BP-DS-400/7 | Y7-286714 | 286714 | Door not transparent | EDB | xEnergy Basic | 93.4 | 1
| BP-DS-400/7-P | Y7-119064 | 119064 | Sheet steel door with locking rotary lever | EDB | xEnergy Basic | 155.7 | 1
| BP-DS-400/7-P-W | Y7-119079 | 119079 | Sheet steel doors with white locking rotary lever | EDB | xEnergy Basic | 158.6 | 1
| BP-DS-400/7-W | Y7-292436 | 292436 | Door white | EDB | xEnergy Basic | 103.9 | 1
| BP-DS-600/10 | Y7-286720 | 286720 | Sheet steel door with rotary door handle HxW=1000x600mm | EDB | xEnergy Basic | 131.2 | 1
| BP-DS-600/10-P | Y7-119070 | 119070 | Sheet steel door with locking rotary lever | EDB | xEnergy Basic | 180.1 | 1
| BP-DS-600/10-P-W | Y7-119085 | 119085 | Sheet steel doors with white locking rotary lever | EDB | xEnergy Basic | 209.4 | 1
| BP-DS-600/10-W | Y7-292442 | 292442 | Sheet steel door with rotary door handle HxW=1000x600mm, white | EDB | xEnergy Basic | 153.2 | 1
| BP-DS-600/12 | Y7-286721 | 286721 | Sheet steel door with rotary door handle HxW=1200x600mm | EDB | xEnergy Basic | 149.8 | 1
| BP-DS-600/12-L | Y7-293576 | 293576 | Door left | EDB | xEnergy Basic | 176.1 | 1
| BP-DS-600/12-L-W | Y7-293577 | 293577 | Door left white | EDB | xEnergy Basic | 257.2 | 1
| BP-DS-600/12-P | Y7-119071 | 119071 | Sheet steel door with locking rotary lever | EDB | xEnergy Basic | 225.5 | 1
| BP-DS-600/12-P-W | Y7-119086 | 119086 | Sheet steel doors with white locking rotary lever | EDB | xEnergy Basic | 232.8 | 1
| BP-DS-600/12-W | Y7-292443 | 292443 | Sheet steel door with rotary door handle HxW=1200x600mm, white | EDB | xEnergy Basic | 174.6 | 1
| BP-DS-600/15 | Y7-286722 | 286722 | Door not transparent | EDB | xEnergy Basic | 174.1 | 1
| BP-DS-600/15-L | Y7-293578 | 293578 | Door left | EDB | xEnergy Basic | 205.4 | 1
| BP-DS-600/15-L-W | Y7-293579 | 293579 | Door left white | EDB | xEnergy Basic | 306.6 | 1
| BP-DS-600/15-P | Y7-119072 | 119072 | Sheet steel door with locking rotary lever | EDB | xEnergy Basic | 247 | 1
| BP-DS-600/15-P-W | Y7-119087 | 119087 | Sheet steel doors with white locking rotary lever | EDB | xEnergy Basic | 256 | 1
| BP-DS-600/15-W | Y7-292444 | 292444 | Door white | EDB | xEnergy Basic | 202.7 | 1
| BP-DS-600/4 | Y7-286718 | 286718 | Door not transparent | EDB | xEnergy Basic | 79.6 | 1
| BP-DS-600/4-P | Y7-119068 | 119068 | Sheet steel door with locking rotary lever | EDB | xEnergy Basic | 164.8 | 1
| BP-DS-600/4-P-W | Y7-119083 | 119083 | Sheet steel doors with white locking rotary lever | EDB | xEnergy Basic | 168.1 | 1
| BP-DS-600/4-W | Y7-292440 | 292440 | Door white | EDB | xEnergy Basic | 109.3 | 1
| BP-DS-600/7 | Y7-286719 | 286719 | Door not transparent | EDB | xEnergy Basic | 103.9 | 1
| BP-DS-600/7-P | Y7-119069 | 119069 | Sheet steel door with locking rotary lever | EDB | xEnergy Basic | 181.3 | 1
| BP-DS-600/7-P-W | Y7-119084 | 119084 | Sheet steel doors with white locking rotary lever | EDB | xEnergy Basic | 185.9 | 1
| BP-DS-600/7-W | Y7-292441 | 292441 | Door white | EDB | xEnergy Basic | 130.5 | 1
| BP-DS-800/10 | Y7-286725 | 286725 | Door not transparent | EDB | xEnergy Basic | 158.8 | 1
| BP-DS-800/10-P | Y7-119075 | 119075 | Sheet steel door with locking rotary lever | EDB | xEnergy Basic | 200 | 1
| BP-DS-800/10-P-W | Y7-119090 | 119090 | Sheet steel doors with white locking rotary lever | EDB | xEnergy Basic | 223 | 1
| BP-DS-800/10-W | Y7-292447 | 292447 | Door white | EDB | xEnergy Basic | 162.1 | 1
| BP-DS-800/12 | Y7-286726 | 286726 | Door not transparent | EDB | xEnergy Basic | 182 | 1
| BP-DS-800/12-P | Y7-119076 | 119076 | Sheet steel door with locking rotary lever | EDB | xEnergy Basic | 235.3 | 1
| BP-DS-800/12-P-W | Y7-119091 | 119091 | Sheet steel doors with white locking rotary lever | EDB | xEnergy Basic | 244.8 | 1
| BP-DS-800/12-W | Y7-292448 | 292448 | Door white | EDB | xEnergy Basic | 190.3 | 1
| BP-DS-800/15 | Y7-286727 | 286727 | Door not transparent | EDB | xEnergy Basic | 220.7 | 1
| BP-DS-800/15-P | Y7-119077 | 119077 | Sheet steel door with locking rotary lever | EDB | xEnergy Basic | 260.3 | 1
| BP-DS-800/15-P-W | Y7-119092 | 119092 | Sheet steel doors with white locking rotary lever | EDB | xEnergy Basic | 271.5 | 1
| BP-DS-800/15-W | Y7-292449 | 292449 | Door white | EDB | xEnergy Basic | 225.5 | 1
| BP-DS-800/4 | Y7-286723 | 286723 | Door not transparent | EDB | xEnergy Basic | 81.5 | 1
| BP-DS-800/4-P | Y7-119073 | 119073 | Sheet steel door with locking rotary lever | EDB | xEnergy Basic | 164.8 | 1
| BP-DS-800/4-P-W | Y7-119088 | 119088 | Sheet steel doors with white locking rotary lever | EDB | xEnergy Basic | 168.1 | 1
| BP-DS-800/4-W | Y7-292445 | 292445 | Door white | EDB | xEnergy Basic | 109.3 | 1
| BP-DS-800/7 | Y7-286724 | 286724 | Door not transparent | EDB | xEnergy Basic | 127.1 | 1
| BP-DS-800/7-P | Y7-119074 | 119074 | Sheet steel door with locking rotary lever | EDB | xEnergy Basic | 184.8 | 1
| BP-DS-800/7-P-W | Y7-119089 | 119089 | Sheet steel doors with white locking rotary lever | EDB | xEnergy Basic | 190.3 | 1
| BP-DS-800/7-W | Y7-292446 | 292446 | Door white | EDB | xEnergy Basic | 138.1 | 1
| BP-DT-400/10 | Y7-286730 | 286730 | Transparent door | EDB | xEnergy Basic | 195.4 | 1
| BP-DT-400/10-L | Y7-293580 | 293580 | Door left with inspection window | EDB | xEnergy Basic | 201.8 | 1
| BP-DT-400/10-L-W | Y7-293581 | 293581 | White left door with inspection window | EDB | xEnergy Basic | 235.4 | 1
| BP-DT-400/10-W | Y7-292452 | 292452 | White door with inspection window | EDB | xEnergy Basic | 160.7 | 1
| BP-DT-400/12 | Y7-286731 | 286731 | Transparent door | EDB | xEnergy Basic | 215.5 | 1
| BP-DT-400/12-L | Y7-293582 | 293582 | Door left with inspection window | EDB | xEnergy Basic | 227.5 | 1
| BP-DT-400/12-L-W | Y7-293583 | 293583 | White left door with inspection window | EDB | xEnergy Basic | 258.1 | 1
| BP-DT-400/12-W | Y7-292453 | 292453 | White door with inspection window | EDB | xEnergy Basic | 179.7 | 1
| BP-DT-400/15 | Y7-286732 | 286732 | Transparent door | EDB | xEnergy Basic | 230.1 | 1
| BP-DT-400/15-L | Y7-293584 | 293584 | Door left with inspection window | EDB | xEnergy Basic | 243.9 | 1
| BP-DT-400/15-L-W | Y7-293585 | 293585 | White left door with inspection window | EDB | xEnergy Basic | 275.3 | 1
| BP-DT-400/15-W | Y7-292454 | 292454 | White door with inspection window | EDB | xEnergy Basic | 240.8 | 1
| BP-DT-400/4 | Y7-286728 | 286728 | Transparent door | EDB | xEnergy Basic | 121.8 | 1
| BP-DT-400/4-W | Y7-292450 | 292450 | White door with inspection window | EDB | xEnergy Basic | 113.8 | 1
| BP-DT-400/7 | Y7-286729 | 286729 | Transparent door | EDB | xEnergy Basic | 148.9 | 1
| BP-DT-400/7-W | Y7-292451 | 292451 | White door with inspection window | EDB | xEnergy Basic | 133.3 | 1
| BP-DT-600/10 | Y7-286735 | 286735 | Sheet steel door transparent with rotary door handle HxW=1000x600mm | EDB | xEnergy Basic | 222.4 | 1
| BP-DT-600/10-W | Y7-292457 | 292457 | Sheet steel door transparent with rotary door handle HxW=1000x600mm, white | EDB | xEnergy Basic | 212.6 | 1
| BP-DT-600/12 | Y7-286736 | 286736 | Sheet steel door transparent with rotary door handle HxW=1200x600mm | EDB | xEnergy Basic | 245.6 | 1
| BP-DT-600/12-L | Y7-293586 | 293586 | Door left with inspection window | EDB | xEnergy Basic | 289.4 | 1
| BP-DT-600/12-L-W | Y7-293587 | 293587 | White left door with inspection window | EDB | xEnergy Basic | 350.5 | 1
| BP-DT-600/12-W | Y7-292458 | 292458 | Sheet steel door transparent with rotary door handle HxW=1200x600mm, white | EDB | xEnergy Basic | 256.2 | 1
| BP-DT-600/15 | Y7-286737 | 286737 | Transparent door | EDB | xEnergy Basic | 290.5 | 1
| BP-DT-600/15-L | Y7-293588 | 293588 | Door left with inspection window | EDB | xEnergy Basic | 327.2 | 1
| BP-DT-600/15-L-W | Y7-293589 | 293589 | White left door with inspection window | EDB | xEnergy Basic | 385.8 | 1
| BP-DT-600/15-W | Y7-292459 | 292459 | White door with inspection window | EDB | xEnergy Basic | 331.5 | 1
| BP-DT-600/4 | Y7-286733 | 286733 | Transparent door | EDB | xEnergy Basic | 141 | 1
| BP-DT-600/4-W | Y7-292455 | 292455 | White door with inspection window | EDB | xEnergy Basic | 143.7 | 1
| BP-DT-600/7 | Y7-286734 | 286734 | Transparent door | EDB | xEnergy Basic | 190.8 | 1
| BP-DT-600/7-W | Y7-292456 | 292456 | White door with inspection window | EDB | xEnergy Basic | 177.7 | 1
| BP-DT-800/10 | Y7-286740 | 286740 | Transparent door | EDB | xEnergy Basic | 266.9 | 1
| BP-DT-800/10-W | Y7-292462 | 292462 | White door with inspection window | EDB | xEnergy Basic | 314.5 | 1
| BP-DT-800/12 | Y7-286741 | 286741 | Transparent door | EDB | xEnergy Basic | 308.9 | 1
| BP-DT-800/12-W | Y7-292463 | 292463 | White door with inspection window | EDB | xEnergy Basic | 358.4 | 1
| BP-DT-800/15 | Y7-286742 | 286742 | Transparent door | EDB | xEnergy Basic | 367.7 | 1
| BP-DT-800/15-W | Y7-292464 | 292464 | White door with inspection window | EDB | xEnergy Basic | 423.5 | 1
| BP-DT-800/4 | Y7-286738 | 286738 | Transparent door | EDB | xEnergy Basic | 159.1 | 1
| BP-DT-800/4-W | Y7-292460 | 292460 | White door with inspection window | EDB | xEnergy Basic | 145.6 | 1
| BP-DT-800/7 | Y7-286739 | 286739 | Transparent door | EDB | xEnergy Basic | 206.7 | 1
| BP-DT-800/7-W | Y7-292461 | 292461 | White door with inspection window | EDB | xEnergy Basic | 236.8 | 1
| BP-F-1000/17/3 | Y7-102321 | 102321 | Floor standing distribution board with three-point turn-lock, W = 1000 mm, H = 1760 mm, D = 300 mm | EDB | xEnergy Basic | 1425 | 1
| BP-F-1000/17/3-F | Y7-120691 | 120691 | Floor standing distribution board, flexible surface mounting, W = 1000 mm, H = 1760 mm, D = 300 mm | EDB | xEnergy Basic | 842 | 1
| BP-F-1000/17/3-F-W | Y7-120695 | 120695 | White floor standing distribution board, flexible surface mounting, W = 1000 mm, H = 1760 mm, D = 300 mm | EDB | xEnergy Basic | 879 | 1
| BP-F-1000/17/3-P | Y7-102361 | 102361 | Floor standing distribution board with locking rotary lever, W = 1000 mm, H = 1760 mm, D = 300 mm | EDB | xEnergy Basic | 1501 | 1
| BP-F-1000/17/3-P-F3A | Y7-187846 | 187846 | Floor standing distribution board with locking rotary lever, prepared for F3A gland plate inserts, W=1000mm, H = 1760 mm, D = 300 mm | EDB | xEnergy Basic | 1605 | 1
| BP-F-1000/17/3-P-W | Y7-102381 | 102381 | White floor standing distribution board with locking rotary lever, W = 1000 mm, H = 1760 mm, D = 300 mm | EDB | xEnergy Basic | 1672 | 1
| BP-F-1000/17/3-W | Y7-102341 | 102341 | White floor standing distribution board with three-point turn-lock, W = 1000 mm, H = 1760 mm, D = 300 mm | EDB | xEnergy Basic | 1566 | 1
| BP-F-1000/20/2,5 | Y7-119190 | 119190 | Floor standing distribution board with three-point turn-lock, W = 1000 mm, H = 2060 mm, D = 250 mm | EDB | xEnergy Basic | 1397 | 1
| BP-F-1000/20/2,5-F | Y7-120757 | 120757 | Floor standing distribution board, flexible surface mounting, W = 1000 mm, H = 2060 mm, D = 250 mm | EDB | xEnergy Basic | 742 | 1
| BP-F-1000/20/3 | Y7-102322 | 102322 | Floor standing distribution board with three-point turn-lock, W = 1000 mm, H = 2060 mm, D = 300 mm | EDB | xEnergy Basic | 2091 | 1
| BP-F-1000/20/3-F | Y7-120692 | 120692 | Floor standing distribution board, flexible surface mounting, W = 1000 mm, H = 2060 mm, D = 300 mm | EDB | xEnergy Basic | 887 | 1
| BP-F-1000/20/3-F-W | Y7-120696 | 120696 | White floor standing distribution board, flexible surface mounting, W = 1000 mm, H = 2060 mm, D = 300 mm | EDB | xEnergy Basic | 942 | 1
| BP-F-1000/20/3-P | Y7-102362 | 102362 | Floor standing distribution board with locking rotary lever, W = 1000 mm, H = 2060 mm, D = 300 mm | EDB | xEnergy Basic | 1527 | 1
| BP-F-1000/20/3-P-F3A | Y7-187847 | 187847 | Floor standing distribution board with locking rotary lever, prepared for F3A gland plate inserts, W=1000mm, H = 2060 mm, D = 300 mm | EDB | xEnergy Basic | 1719 | 1
| BP-F-1000/20/3-P-W | Y7-102382 | 102382 | White floor standing distribution board with locking rotary lever, W = 1000 mm, H = 2060 mm, D = 300 mm | EDB | xEnergy Basic | 1814 | 1
| BP-F-1000/20/3-W | Y7-102342 | 102342 | White floor standing distribution board with three-point turn-lock, W = 1000 mm, H = 2060 mm, D = 300 mm | EDB | xEnergy Basic | 1708 | 1
| BP-F-1000/20/4-F | Y7-120762 | 120762 | Floor standing distribution board, flexible surface mounting, W = 1000 mm, H = 2060 mm, D = 400 mm | EDB | xEnergy Basic | 885 | 1
| BP-F-1000/20/4-P | Y7-119195 | 119195 | Floor standing distribution board with locking rotary lever, W = 1000 mm, H = 2060 mm, D = 400 mm | EDB | xEnergy Basic | 1403 | 1
| BP-F-1200/17/3 | Y7-102323 | 102323 | Floor standing distribution board with three-point turn-lock, W = 1200 mm, H = 1760 mm, D = 300 mm | EDB | xEnergy Basic | 1428 | 1
| BP-F-1200/17/3-F | Y7-120693 | 120693 | Floor standing distribution board, flexible surface mounting, W = 1200 mm, H = 1760 mm, D = 300 mm | EDB | xEnergy Basic | 893 | 1
| BP-F-1200/17/3-F-W | Y7-120697 | 120697 | White floor standing distribution board, flexible surface mounting, W = 1200 mm, H = 1760 mm, D = 300 mm | EDB | xEnergy Basic | 931 | 1
| BP-F-1200/17/3-P | Y7-102363 | 102363 | Floor standing distribution board with locking rotary lever, W = 1200 mm, H = 1760 mm, D = 300 mm | EDB | xEnergy Basic | 2320 | 1
| BP-F-1200/17/3-P-F3A | Y7-187848 | 187848 | Floor standing distribution board with locking rotary lever, prepared for F3A gland plate inserts, W=1200mm, H = 1760 mm, D = 300 mm | EDB | xEnergy Basic | 1714 | 1
| BP-F-1200/17/3-P-W | Y7-102383 | 102383 | White floor standing distribution board with locking rotary lever, W = 1200 mm, H = 1760 mm, D = 300 mm | EDB | xEnergy Basic | 1763 | 1
| BP-F-1200/17/3-W | Y7-102343 | 102343 | White floor standing distribution board with three-point turn-lock, W = 1200 mm, H = 1760 mm, D = 300 mm | EDB | xEnergy Basic | 1668 | 1
| BP-F-1200/20/2,5 | Y7-119191 | 119191 | Floor standing distribution board with three-point turn-lock, W = 1200 mm, H = 2060 mm, D = 250 mm | EDB | xEnergy Basic | 1484 | 1
| BP-F-1200/20/2,5-F | Y7-120758 | 120758 | Floor standing distribution board, flexible surface mounting, W = 1200 mm, H = 2060 mm, D = 250 mm | EDB | xEnergy Basic | 791 | 1
| BP-F-1200/20/3 | Y7-102324 | 102324 | Floor standing distribution board with three-point turn-lock, W = 1200 mm, H = 2060 mm, D = 300 mm | EDB | xEnergy Basic | 1679 | 1
| BP-F-1200/20/3-F | Y7-120694 | 120694 | Floor standing distribution board, flexible surface mounting, W = 1200 mm, H = 2060 mm, D = 300 mm | EDB | xEnergy Basic | 1236 | 1
| BP-F-1200/20/3-F-W | Y7-120698 | 120698 | White floor standing distribution board, flexible surface mounting, W = 1200 mm, H = 2060 mm, D = 300 mm | EDB | xEnergy Basic | 1002 | 1
| BP-F-1200/20/3-P | Y7-102364 | 102364 | Floor standing distribution board with locking rotary lever, W = 1200 mm, H = 2060 mm, D = 300 mm | EDB | xEnergy Basic | 1682 | 1
| BP-F-1200/20/3-P-F3A | Y7-187849 | 187849 | Floor standing distribution board with locking rotary lever, prepared for F3A gland plate inserts, W=1200mm, H = 2060 mm, D = 300 mm | EDB | xEnergy Basic | 1885 | 1
| BP-F-1200/20/3-P-W | Y7-102384 | 102384 | White floor standing distribution board with locking rotary lever, W = 1200 mm, H = 2060 mm, D = 300 mm | EDB | xEnergy Basic | 1923 | 1
| BP-F-1200/20/3-W | Y7-102344 | 102344 | White floor standing distribution board with three-point turn-lock, W = 1200 mm, H = 2060 mm, D = 300 mm | EDB | xEnergy Basic | 1818 | 1
| BP-F-1200/20/4-F | Y7-120763 | 120763 | Floor standing distribution board, flexible surface mounting, W = 1200 mm, H = 2060 mm, D = 400 mm | EDB | xEnergy Basic | 942 | 1
| BP-F-1200/20/4-P | Y7-119196 | 119196 | Floor standing distribution board with locking rotary lever, W = 1200 mm, H = 2060 mm, D = 400 mm | EDB | xEnergy Basic | 1538 | 1
| BP-F-400/17/3 | Y7-102055 | 102055 | Floor standing distribution board with three-point turn-lock, W = 400 mm, H = 1760 mm, D = 300 mm | EDB | xEnergy Basic | 1004 | 1
| BP-F-400/17/3-F | Y7-102395 | 102395 | Floor standing distribution board, flexible surface mounting, W = 400 mm, H = 1760 mm, D = 300 mm | EDB | xEnergy Basic | 742 | 1
| BP-F-400/17/3-F-W | Y7-102407 | 102407 | White floor standing distribution board, flexible surface mounting, W = 400 mm, H = 1760 mm, D = 300 mm | EDB | xEnergy Basic | 716 | 1
| BP-F-400/17/3-P | Y7-102355 | 102355 | Floor standing distribution board with locking rotary lever, W = 400 mm, H = 1760 mm, D = 300 mm | EDB | xEnergy Basic | 1071 | 1
| BP-F-400/17/3-P-F3A | Y7-187840 | 187840 | Floor standing distribution board with locking rotary lever, prepared for F3A gland plate inserts, W=400mm, H = 1760 mm, D = 300 mm | EDB | xEnergy Basic | 1112 | 1
| BP-F-400/17/3-P-W | Y7-102375 | 102375 | White floor standing distribution board with locking rotary lever, W = 400 mm, H = 1760 mm, D = 300 mm | EDB | xEnergy Basic | 1156 | 1
| BP-F-400/17/3-W | Y7-102335 | 102335 | White floor standing distribution board with three-point turn-lock, W = 400 mm, H = 1760 mm, D = 300 mm | EDB | xEnergy Basic | 1071 | 1
| BP-F-400/20/2,5 | Y7-119187 | 119187 | Floor standing distribution board with three-point turn-lock, W = 400 mm, H = 2060 mm, D = 250 mm | EDB | xEnergy Basic | 902 | 1
| BP-F-400/20/2,5-F | Y7-120754 | 120754 | Floor standing distribution board, flexible surface mounting, W = 400 mm, H = 2060 mm, D = 250 mm | EDB | xEnergy Basic | 611 | 1
| BP-F-400/20/3 | Y7-102056 | 102056 | Floor standing distribution board with three-point turn-lock, W = 400 mm, H = 2060 mm, D = 300 mm | EDB | xEnergy Basic | 969 | 1
| BP-F-400/20/3-F | Y7-102396 | 102396 | Floor standing distribution board, flexible surface mounting, W = 400 mm, H = 2060 mm, D = 300 mm | EDB | xEnergy Basic | 803 | 1
| BP-F-400/20/3-F-W | Y7-102408 | 102408 | White floor standing distribution board, flexible surface mounting, W = 400 mm, H = 2060 mm, D = 300 mm | EDB | xEnergy Basic | 763 | 1
| BP-F-400/20/3-P | Y7-102356 | 102356 | Floor standing distribution board with locking rotary lever, W = 400 mm, H = 2060 mm, D = 300 mm | EDB | xEnergy Basic | 1130 | 1
| BP-F-400/20/3-P-F3A | Y7-187841 | 187841 | Floor standing distribution board with locking rotary lever, prepared for F3A gland plate inserts, W=400mm, H = 2060 mm, D = 300 mm | EDB | xEnergy Basic | 1191 | 1
| BP-F-400/20/3-P-W | Y7-102376 | 102376 | White floor standing distribution board with locking rotary lever, W = 400 mm, H = 2060 mm, D = 300 mm | EDB | xEnergy Basic | 1242 | 1
| BP-F-400/20/3-W | Y7-102336 | 102336 | White floor standing distribution board with three-point turn-lock, W = 400 mm, H = 2060 mm, D = 300 mm | EDB | xEnergy Basic | 1156 | 1
| BP-F-400/20/4-F | Y7-120759 | 120759 | Floor standing distribution board, flexible surface mounting, W = 400 mm, H = 2060 mm, D = 400 mm | EDB | xEnergy Basic | 716 | 1
| BP-F-400/20/4-P | Y7-119192 | 119192 | Floor standing distribution board with locking rotary lever, W = 400 mm, H = 2060 mm, D = 400 mm | EDB | xEnergy Basic | 1193 | 1
| BP-F-600/17/3 | Y7-102057 | 102057 | Floor standing distribution board with three-point turn-lock, W = 600 mm, H = 1760 mm, D = 300 mm | EDB | xEnergy Basic | 1060 | 1
| BP-F-600/17/3-F | Y7-102397 | 102397 | Floor standing distribution board, flexible surface mounting, W = 600 mm, H = 1760 mm, D = 300 mm | EDB | xEnergy Basic | 960 | 1
| BP-F-600/17/3-F-W | Y7-102409 | 102409 | White floor standing distribution board, flexible surface mounting, W = 600 mm, H = 1760 mm, D = 300 mm | EDB | xEnergy Basic | 748 | 1
| BP-F-600/17/3-P | Y7-102357 | 102357 | Floor standing distribution board with locking rotary lever, W = 600 mm, H = 1760 mm, D = 300 mm | EDB | xEnergy Basic | 1131 | 1
| BP-F-600/17/3-P-F3A | Y7-187842 | 187842 | Floor standing distribution board with locking rotary lever, prepared for F3A gland plate inserts, W=600mm, H = 1760 mm, D = 300 mm | EDB | xEnergy Basic | 1208 | 1
| BP-F-600/17/3-P-W | Y7-102377 | 102377 | White floor standing distribution board with locking rotary lever, W = 600 mm, H = 1760 mm, D = 300 mm | EDB | xEnergy Basic | 1247 | 1
| BP-F-600/17/3-W | Y7-102337 | 102337 | White floor standing distribution board with three-point turn-lock, W = 600 mm, H = 1760 mm, D = 300 mm | EDB | xEnergy Basic | 1152 | 1
| BP-F-600/20/2,5 | Y7-119188 | 119188 | Floor standing distribution board with three-point turn-lock, W = 600 mm, H = 2060 mm, D = 250 mm | EDB | xEnergy Basic | 966 | 1
| BP-F-600/20/2,5-F | Y7-120755 | 120755 | Floor standing distribution board, flexible surface mounting, W = 600 mm, H = 2060 mm, D = 250 mm | EDB | xEnergy Basic | 642 | 1
| BP-F-600/20/3 | Y7-102058 | 102058 | Floor standing distribution board with three-point turn-lock, W = 600 mm, H = 2060 mm, D = 300 mm | EDB | xEnergy Basic | 1159 | 1
| BP-F-600/20/3-F | Y7-102398 | 102398 | Floor standing distribution board, flexible surface mounting, W = 600 mm, H = 2060 mm, D = 300 mm | EDB | xEnergy Basic | 764 | 1
| BP-F-600/20/3-F-W | Y7-102410 | 102410 | White floor standing distribution board, flexible surface mounting, W = 600 mm, H = 2060 mm, D = 300 mm | EDB | xEnergy Basic | 799 | 1
| BP-F-600/20/3-P | Y7-102358 | 102358 | Floor standing distribution board with locking rotary lever, W = 600 mm, H = 2060 mm, D = 300 mm | EDB | xEnergy Basic | 1187 | 1
| BP-F-600/20/3-P-F3A | Y7-187843 | 187843 | Floor standing distribution board with locking rotary lever, prepared for F3A gland plate inserts, W=600mm, H = 2060 mm, D = 300 mm | EDB | xEnergy Basic | 1330 | 1
| BP-F-600/20/3-P-W | Y7-102378 | 102378 | White floor standing distribution board with locking rotary lever, W = 600 mm, H = 2060 mm, D = 300 mm | EDB | xEnergy Basic | 1347 | 1
| BP-F-600/20/3-W | Y7-102338 | 102338 | White floor standing distribution board with three-point turn-lock, W = 600 mm, H = 2060 mm, D = 300 mm | EDB | xEnergy Basic | 1252 | 1
| BP-F-600/20/4-F | Y7-120760 | 120760 | Floor standing distribution board, flexible surface mounting, W = 600 mm, H = 2060 mm, D = 400 mm | EDB | xEnergy Basic | 779 | 1
| BP-F-600/20/4-P | Y7-119193 | 119193 | Floor standing distribution board with locking rotary lever, W = 600 mm, H = 2060 mm, D = 400 mm | EDB | xEnergy Basic | 1308 | 1
| BP-F-800/17/3 | Y7-102059 | 102059 | Floor standing distribution board with three-point turn-lock, W = 800 mm, H = 1760 mm, D = 300 mm | EDB | xEnergy Basic | 1180 | 1
| BP-F-800/17/3-F | Y7-102399 | 102399 | Floor standing distribution board, flexible surface mounting, W = 800 mm, H = 1760 mm, D = 300 mm | EDB | xEnergy Basic | 1059 | 1
| BP-F-800/17/3-F-W | Y7-102411 | 102411 | White floor standing distribution board, flexible surface mounting, W = 800 mm, H = 1760 mm, D = 300 mm | EDB | xEnergy Basic | 812 | 1
| BP-F-800/17/3-P | Y7-102359 | 102359 | Floor standing distribution board with locking rotary lever, W = 800 mm, H = 1760 mm, D = 300 mm | EDB | xEnergy Basic | 1252 | 1
| BP-F-800/17/3-P-F3A | Y7-187844 | 187844 | Floor standing distribution board with locking rotary lever, prepared for F3A gland plate inserts, W=800mm, H = 1760 mm, D = 300 mm | EDB | xEnergy Basic | 1329 | 1
| BP-F-800/17/3-P-W | Y7-102379 | 102379 | White floor standing distribution board with locking rotary lever, W = 800 mm, H = 1760 mm, D = 300 mm | EDB | xEnergy Basic | 1384 | 1
| BP-F-800/17/3-W | Y7-102339 | 102339 | White floor standing distribution board with three-point turn-lock, W = 800 mm, H = 1760 mm, D = 300 mm | EDB | xEnergy Basic | 1291 | 1
| BP-F-800/20/2,5 | Y7-119189 | 119189 | Floor standing distribution board with three-point turn-lock, W = 800 mm, H = 2060 mm, D = 250 mm | EDB | xEnergy Basic | 1081 | 1
| BP-F-800/20/2,5-F | Y7-120756 | 120756 | Floor standing distribution board, flexible surface mounting, W = 800 mm, H = 2060 mm, D = 250 mm | EDB | xEnergy Basic | 604 | 1
| BP-F-800/20/3 | Y7-102320 | 102320 | Floor standing distribution board with three-point turn-lock, W = 800 mm, H = 2060 mm, D = 300 mm | EDB | xEnergy Basic | 1195 | 1
| BP-F-800/20/3-F | Y7-102400 | 102400 | Floor standing distribution board, flexible surface mounting, W = 800 mm, H = 2060 mm, D = 300 mm | EDB | xEnergy Basic | 801 | 1
| BP-F-800/20/3-F-W | Y7-102412 | 102412 | White floor standing distribution board, flexible surface mounting, W = 800 mm, H = 2060 mm, D = 300 mm | EDB | xEnergy Basic | 870 | 1
| BP-F-800/20/3-P | Y7-102360 | 102360 | Floor standing distribution board with locking rotary lever, W = 800 mm, H = 2060 mm, D = 300 mm | EDB | xEnergy Basic | 1295 | 1
| BP-F-800/20/3-P-F3A | Y7-187845 | 187845 | Floor standing distribution board with locking rotary lever, prepared for F3A gland plate inserts, W=800mm, H = 2060 mm, D = 300 mm | EDB | xEnergy Basic | 1476 | 1
| BP-F-800/20/3-P-W | Y7-102380 | 102380 | White floor standing distribution board with locking rotary lever, W = 800 mm, H = 2060 mm, D = 300 mm | EDB | xEnergy Basic | 1501 | 1
| BP-F-800/20/3-W | Y7-102340 | 102340 | White floor standing distribution board with three-point turn-lock, W = 800 mm, H = 2060 mm, D = 300 mm | EDB | xEnergy Basic | 1407 | 1
| BP-F-800/20/4-F | Y7-120761 | 120761 | Floor standing distribution board, flexible surface mounting, W = 800 mm, H = 2060 mm, D = 400 mm | EDB | xEnergy Basic | 822 | 1
| BP-F-800/20/4-P | Y7-119194 | 119194 | Floor standing distribution board with locking rotary lever, W = 800 mm, H = 2060 mm, D = 400 mm | EDB | xEnergy Basic | 1167 | 1
| BP-FLP-1000-2K | Y7-293560 | 293560 | Cable entry / flange plate for W=1000mm, pass-through flange | EDB | xEnergy Basic | 48.59 | 1
| BP-FLP-1000-2K-W | Y7-293561 | 293561 | Cable entry / flange plate for W=1000mm, pass-through flange, white | EDB | xEnergy Basic | 83.3 | 1
| BP-FLP-1000-BL | Y7-293558 | 293558 | Cable entry / flange plate for W=1000mm, closed | EDB | xEnergy Basic | 34.73 | 1
| BP-FLP-1000-BL-W | Y7-293559 | 293559 | Cable entry / flange plate for W=1000mm, closed, white | EDB | xEnergy Basic | 52.3 | 1
| BP-FLP-1000-F3A | Y7-293562 | 293562 | Cable entry / flange plate for W=1000mm, for F3A | EDB | xEnergy Basic | 37.5 | 1
| BP-FLP-1000-F3A-W | Y7-293563 | 293563 | Cable entry / flange plate for W=1000mm, for F3A, white | EDB | xEnergy Basic | 39.82 | 1
| BP-FLP-1000-VS | Y7-119358 | 119358 | Shift-back flange W=1000mm | EDB | xEnergy Basic | 92.8 | 1
| BP-FLP-1000-VS-W | Y7-131576 | 131576 | Shift-back flange W=1000mm, white | EDB | xEnergy Basic | 89.7 | 1
| BP-FLP-1200-2K | Y7-293566 | 293566 | Cable entry / flange plate for W=1200mm, pass-through flange | EDB | xEnergy Basic | 58.6 | 1
| BP-FLP-1200-2K-W | Y7-293567 | 293567 | Cable entry / flange plate for W=1200mm, pass-through flange, white | EDB | xEnergy Basic | 83.1 | 1
| BP-FLP-1200-BL | Y7-293564 | 293564 | Cable entry / flange plate for W=1200mm, closed | EDB | xEnergy Basic | 41.67 | 1
| BP-FLP-1200-BL-W | Y7-293565 | 293565 | Cable entry / flange plate for W=1200mm, closed, white | EDB | xEnergy Basic | 56.6 | 1
| BP-FLP-1200-F3A | Y7-293568 | 293568 | Cable entry / flange plate for W=1200mm, for F3A | EDB | xEnergy Basic | 45.84 | 1
| BP-FLP-1200-F3A-W | Y7-293569 | 293569 | Cable entry / flange plate for W=1200mm, for F3A, white | EDB | xEnergy Basic | 56.7 | 1
| BP-FLP-1200-VS | Y7-119359 | 119359 | Shift-back flange W=1200mm | EDB | xEnergy Basic | 103.9 | 1
| BP-FLP-1200-VS-W | Y7-131577 | 131577 | Shift-back flange W=1200mm, white | EDB | xEnergy Basic | 100.7 | 1
| BP-FLP-400-2K | Y7-286705 | 286705 | Cable entry / flange plate for W=400mm, pass-through flange | EDB | xEnergy Basic | 19.45 | 1
| BP-FLP-400-2K-W | Y7-292427 | 292427 | Cable entry / flange plate for W=400mm, pass-through flange, white | EDB | xEnergy Basic | 36.01 | 1
| BP-FLP-400-BL | Y7-286704 | 286704 | Cable entry / flange plate for W=400mm, closed | EDB | xEnergy Basic | 14.87 | 1
| BP-FLP-400-BL-W | Y7-292426 | 292426 | Cable entry / flange plate for W=400mm, closed, white | EDB | xEnergy Basic | 18.43 | 1
| BP-FLP-400-F3A | Y7-286706 | 286706 | Cable entry / flange plate for W=400mm, for F3A | EDB | xEnergy Basic | 15.28 | 1
| BP-FLP-400-F3A-W | Y7-292428 | 292428 | Cable entry / flange plate for W=400mm, for F3A, white | EDB | xEnergy Basic | 26.31 | 1
| BP-FLP-400-VS | Y7-119355 | 119355 | Shift-back flange W=400mm | EDB | xEnergy Basic | 42.91 | 1
| BP-FLP-400-VS-W | Y7-131573 | 131573 | Shift-back flange W=400mm, white | EDB | xEnergy Basic | 62.4 | 1
| BP-FLP-600-2K | Y7-286708 | 286708 | Cable entry / flange plate for W=600mm, pass-through flange | EDB | xEnergy Basic | 31.51 | 1
| BP-FLP-600-2K-W | Y7-292430 | 292430 | Cable entry / flange plate for W=600mm, pass-through flange, white | EDB | xEnergy Basic | 46.71 | 1
| BP-FLP-600-BL | Y7-286707 | 286707 | Cable entry / flange plate for W=600mm, closed | EDB | xEnergy Basic | 19.45 | 1
| BP-FLP-600-BL-W | Y7-292429 | 292429 | Cable entry / flange plate for W=600mm, closed, white | EDB | xEnergy Basic | 31.8 | 1
| BP-FLP-600-F3A | Y7-286709 | 286709 | Cable entry / flange plate for W=600mm, for F3A | EDB | xEnergy Basic | 23.62 | 1
| BP-FLP-600-F3A-W | Y7-292431 | 292431 | Cable entry / flange plate for W=600mm, for F3A, white | EDB | xEnergy Basic | 41.06 | 1
| BP-FLP-600-VS | Y7-119356 | 119356 | Shift-back flange W=600mm | EDB | xEnergy Basic | 59.4 | 1
| BP-FLP-600-VS-W | Y7-131574 | 131574 | Shift-back flange W=600mm, white | EDB | xEnergy Basic | 61.4 | 1
| BP-FLP-800-2K | Y7-286711 | 286711 | Cable entry / flange plate for W=800mm, pass-through flange | EDB | xEnergy Basic | 43.02 | 1
| BP-FLP-800-2K-W | Y7-292433 | 292433 | Cable entry / flange plate for W=800mm, pass-through flange, white | EDB | xEnergy Basic | 65.2 | 1
| BP-FLP-800-BL | Y7-286710 | 286710 | Cable entry / flange plate for W=800mm, closed | EDB | xEnergy Basic | 26.39 | 1
| BP-FLP-800-BL-W | Y7-292432 | 292432 | Cable entry / flange plate for W=800mm, closed, white | EDB | xEnergy Basic | 33.77 | 1
| BP-FLP-800-F3A | Y7-286712 | 286712 | Cable entry / flange plate for W=800mm, for F3A | EDB | xEnergy Basic | 30.56 | 1
| BP-FLP-800-F3A-W | Y7-292434 | 292434 | Cable entry / flange plate for W=800mm, for F3A, white | EDB | xEnergy Basic | 53.4 | 1
| BP-FLP-800-VS | Y7-119357 | 119357 | Shift-back flange W=800mm | EDB | xEnergy Basic | 76.7 | 1
| BP-FLP-800-VS-W | Y7-131575 | 131575 | Shift-back flange W=800mm, white | EDB | xEnergy Basic | 95.1 | 1
| BP-MF-1000/10 | Y7-293521 | 293521 | Surface-mount service distribution board base frame HxW = 1060 x 1000 mm | EDB | xEnergy Basic | 243.5 | 1
| BP-MF-1000/12 | Y7-293522 | 293522 | Surface-mount service distribution board base frame HxW = 1260 x 1000 mm | EDB | xEnergy Basic | 269.7 | 1
| BP-MF-1000/15 | Y7-293523 | 293523 | Surface-mount service distribution board base frame HxW = 1560 x 1000 mm | EDB | xEnergy Basic | 309.8 | 1
| BPM-F-1000/17/4-P | Y7-193215 | 193215 | Floor standing distribution board, IP55, HxWxD=1760x1000x400mm | EDB | xEnergy Basic | 2071 | 1
| BPM-F-1000/17-F | Y7-174370 | 174370 | Floor-standing distribution board without door, IP55, HxWxD=1760x1000x320mm | EDB | xEnergy Basic | 1234 | 1
| BPM-F-1000/17-P | Y7-111053 | 111053 | Floor-standing distribution board with locking rotary lever, IP55, HxWxD=1760x1000x320mm | EDB | xEnergy Basic | 1856 | 1
| BPM-F-1000/20/4-P | Y7-193216 | 193216 | Floor standing distribution board, IP55, HxWxD=2060x1000x400mm | EDB | xEnergy Basic | 2207 | 1
| BPM-F-1000/20-F | Y7-174371 | 174371 | Floor-standing distribution board without door, IP55, HxWxD=2060x1000x320mm | EDB | xEnergy Basic | 1302 | 1
| BPM-F-1000/20-P | Y7-111054 | 111054 | Floor-standing distribution board with locking rotary lever, IP55, HxWxD=2060x1000x320mm | EDB | xEnergy Basic | 1579 | 1
| BPM-F-1100/19/2-P-576-EP | Y7-193652 | 193652 | Stand alone distribution box, EP, IP54, HxWxB=1910x1100x250mm, support frame and cover plate | EDB | xEnergy Basic | 2345 | 1
| BPM-F-1100/19/2-P-EP | Y7-147412 | 147412 | Floor-standing distribution board, EP, IP55, HxWxD=1910x1100x250mm | EDB | xEnergy Basic | 1668 | 1
| BPM-F-1100/19/4-P-EP | Y7-193194 | 193194 | Floor standing distribution board, EP, IP55, HxWxD=1910x1100x400mm | EDB | xEnergy Basic | 2326 | 1
| BPM-F-1100/20/2-P-EP | Y7-142447 | 142447 | Floor-standing distribution board, EP, IP55, HxWxD=2060x1100x250mm | EDB | xEnergy Basic | 1721 | 1
| BP-MF-1200/12 | Y7-293524 | 293524 | Surface-mount service distribution board base frame HxW = 1260 x 1200 mm | EDB | xEnergy Basic | 292.9 | 1
| BP-MF-1200/15 | Y7-293525 | 293525 | Surface-mount service distribution board base frame HxW = 1560 x 1200 mm | EDB | xEnergy Basic | 338.4 | 1
| BPM-F-1200/17/4-P | Y7-193217 | 193217 | Floor standing distribution board, IP55, HxWxD=1760x1200x400mm | EDB | xEnergy Basic | 2225 | 1
| BPM-F-1200/17-F | Y7-193249 | 193249 | Floor standing distribution board without door, IP55, HxWxD=1760x1200x320mm | EDB | xEnergy Basic | 1496 | 1
| BPM-F-1200/17-P | Y7-111055 | 111055 | Floor-standing distribution board with locking rotary lever, IP55, HxWxD=1760x1200x320mm | EDB | xEnergy Basic | 2012 | 1
| BPM-F-1200/20/4-P | Y7-193218 | 193218 | Floor standing distribution board, IP55, HxWxD=2060x1200x400mm | EDB | xEnergy Basic | 2365 | 1
| BPM-F-1200/20-F | Y7-193250 | 193250 | Floor standing distribution board without door, IP55, HxWxD=2060x1200x320mm | EDB | xEnergy Basic | 1583 | 1
| BPM-F-1200/20-P | Y7-111056 | 111056 | Floor-standing distribution board with locking rotary lever, IP55, HxWxD=2060x1200x320mm | EDB | xEnergy Basic | 1709 | 1
| BPM-F-1350/19/2-P-EP | Y7-147413 | 147413 | Floor-standing distribution board, EP, IP55, HxWxD=1910x1350x250mm | EDB | xEnergy Basic | 1894 | 1
| BPM-F-1350/19/4-P-EP | Y7-193195 | 193195 | Floor standing distribution board, EP, IP55, HxWxD=1910x1350x400mm | EDB | xEnergy Basic | 2560 | 1
| BPM-F-1350/20/2-P-EP | Y7-142448 | 142448 | Floor-standing distribution board, EP, IP55, HxWxD=2060x1350x250mm | EDB | xEnergy Basic | 1956 | 1
| BPM-F-350/19/2-P-EP | Y7-147399 | 147399 | Floor-standing distribution board, EP, IP55, HxWxD=1910x350x250mm | EDB | xEnergy Basic | 1071 | 1
| BPM-F-350/19/4-P-EP | Y7-193191 | 193191 | Floor standing distribution board, EP, IP55, HxWxD=1910x350x400mm | EDB | xEnergy Basic | 1598 | 1
| BPM-F-350/20/2-P-EP | Y7-142444 | 142444 | Floor-standing distribution board, EP, IP55, HxWxD=2060x350x250mm | EDB | xEnergy Basic | 1124 | 1
| BP-MF-400/10 | Y7-286655 | 286655 | Surface-mount service distribution board base frame HxW = 1060 x 400 mm | EDB | xEnergy Basic | 162.6 | 1
| BP-MF-400/12 | Y7-286656 | 286656 | Surface-mount service distribution board base frame HxW = 1260 x 400 mm | EDB | xEnergy Basic | 179.2 | 1
| BP-MF-400/15 | Y7-286657 | 286657 | Surface-mount service distribution board base frame HxW = 1560 x 400 mm | EDB | xEnergy Basic | 208.7 | 1
| BPM-F-400/17/4-P | Y7-193209 | 193209 | Floor standing distribution board, IP55, HxWxD=1760x400x400mm | EDB | xEnergy Basic | 1406 | 1
| BPM-F-400/17-P | Y7-111047 | 111047 | Floor-standing distribution board with locking rotary lever, IP55, HxWxD=1760x400x320mm | EDB | xEnergy Basic | 1137 | 1
| BPM-F-400/20/4-P | Y7-193210 | 193210 | Floor standing distribution board, IP55, HxWxD=2060x400x400mm | EDB | xEnergy Basic | 1500 | 1
| BPM-F-400/20-P | Y7-111048 | 111048 | Floor-standing distribution board with locking rotary lever, IP55, HxWxD=2060x400x320mm | EDB | xEnergy Basic | 1247 | 1
| BP-MF-400/4 | Y7-286653 | 286653 | Surface-mount service distribution board base frame HxW = 460 x 400 mm | EDB | xEnergy Basic | 104.4 | 1
| BP-MF-400/7 | Y7-286654 | 286654 | Surface-mount service distribution board base frame HxW = 760 x 400 mm | EDB | xEnergy Basic | 139.7 | 1
| BP-MF-600/10 | Y7-286660 | 286660 | Base frame Surface-mounting Installation distribution board HxW=1060x600mm | EDB | xEnergy Basic | 188.2 | 1
| BP-MF-600/12 | Y7-286661 | 286661 | Base frame Surface-mounting Installation distribution board HxW=1260x600mm | EDB | xEnergy Basic | 207.1 | 1
| BP-MF-600/15 | Y7-286662 | 286662 | Surface-mount service distribution board base frame HxW = 1560 x 600 mm | EDB | xEnergy Basic | 243.4 | 1
| BPM-F-600/17/4-P | Y7-193211 | 193211 | Floor standing distribution board, IP55, HxWxD=1760x600x400mm | EDB | xEnergy Basic | 1507 | 1
| BPM-F-600/17-F | Y7-174362 | 174362 | Floor-standing distribution board without door, IP55, HxWxD=1760x600x320mm | EDB | xEnergy Basic | 866 | 1
| BPM-F-600/17-P | Y7-111049 | 111049 | Floor-standing distribution board with locking rotary lever, IP55, HxWxD=1760x600x320mm | EDB | xEnergy Basic | 1095 | 1
| BPM-F-600/19/2-P-288-EP | Y7-193650 | 193650 | Stand alone distribution box, EP, IP54, HxWxB=1910x600x250mm, support frame and cover plate | EDB | xEnergy Basic | 1561 | 1
| BPM-F-600/19/2-P-EP | Y7-147410 | 147410 | Floor-standing distribution board, EP, IP55, HxWxD=1910x600x250mm | EDB | xEnergy Basic | 1176 | 1
| BPM-F-600/19/4-P-EP | Y7-193192 | 193192 | Floor standing distribution board, EP, IP55, HxWxD=1910x600x400mm | EDB | xEnergy Basic | 1750 | 1
| BPM-F-600/20/2-P-EP | Y7-142445 | 142445 | Floor-standing distribution board, EP, IP55, HxWxD=2060x600x250mm | EDB | xEnergy Basic | 1214 | 1
| BPM-F-600/20/4-P | Y7-193212 | 193212 | Floor standing distribution board, IP55, HxWxD=2060x600x400mm | EDB | xEnergy Basic | 1608 | 1
| BPM-F-600/20-F | Y7-174363 | 174363 | Floor-standing distribution board without door, IP55, HxWxD=2060x600x320mm | EDB | xEnergy Basic | 930 | 1
| BPM-F-600/20-P | Y7-111050 | 111050 | Floor-standing distribution board with locking rotary lever, IP55, HxWxD=2060x600x320mm | EDB | xEnergy Basic | 1327 | 1
| BP-MF-600/4 | Y7-286658 | 286658 | Surface-mount service distribution board base frame HxW = 460 x 600 mm | EDB | xEnergy Basic | 124.3 | 1
| BP-MF-600/7 | Y7-286659 | 286659 | Surface-mount service distribution board base frame HxW = 760 x 600 mm | EDB | xEnergy Basic | 158.9 | 1
| BP-MF-800/10 | Y7-286665 | 286665 | Surface-mount service distribution board base frame HxW = 1060 x 800 mm | EDB | xEnergy Basic | 211.3 | 1
| BP-MF-800/12 | Y7-286666 | 286666 | Surface-mount service distribution board base frame HxW = 1260 x 800 mm | EDB | xEnergy Basic | 234.9 | 1
| BP-MF-800/15 | Y7-286667 | 286667 | Surface-mount service distribution board base frame HxW = 1560 x 800 mm | EDB | xEnergy Basic | 275.7 | 1
| BPM-F-800/17/4-P | Y7-193213 | 193213 | Floor standing distribution board, IP55, HxWxD=1760x800x400mm | EDB | xEnergy Basic | 1695 | 1
| BPM-F-800/17-F | Y7-174367 | 174367 | Floor-standing distribution board without door, IP55, HxWxD=1760x800x320mm | EDB | xEnergy Basic | 935 | 1
| BPM-F-800/17-P | Y7-111051 | 111051 | Floor-standing distribution board with locking rotary lever, IP55, HxWxD=1760x800x320mm | EDB | xEnergy Basic | 1164 | 1
| BPM-F-800/20/4-P | Y7-193214 | 193214 | Floor standing distribution board, IP55, HxWxD=2060x800x400mm | EDB | xEnergy Basic | 1814 | 1
| BPM-F-800/20-F | Y7-174368 | 174368 | Floor-standing distribution board without door, IP55, HxWxD=2060x800x320mm | EDB | xEnergy Basic | 1005 | 1
| BPM-F-800/20-P | Y7-111052 | 111052 | Floor-standing distribution board with locking rotary lever, IP55, HxWxD=2060x800x320mm | EDB | xEnergy Basic | 1266 | 1
| BP-MF-800/4 | Y7-286663 | 286663 | Surface-mount service distribution board base frame HxW = 460 x 800 mm | EDB | xEnergy Basic | 130.1 | 1
| BP-MF-800/7 | Y7-286664 | 286664 | Surface-mount service distribution board base frame HxW = 760 x 800 mm | EDB | xEnergy Basic | 178.1 | 1
| BPM-F-850/19/2-P-432-EP | Y7-193651 | 193651 | Stand alone distribution box, EP, IP54, HxWxB=1910x850x250mmmm, support frame and cover plate | EDB | xEnergy Basic | 1804 | 1
| BPM-F-850/19/2-P-EP | Y7-147411 | 147411 | Floor-standing distribution board, EP, IP55, HxWxD=1910x850x250mm | EDB | xEnergy Basic | 1322 | 1
| BPM-F-850/19/4-P-EP | Y7-193193 | 193193 | Floor standing distribution board, EP, IP55, HxWxD=1910x850x400mm | EDB | xEnergy Basic | 1925 | 1
| BPM-F-850/20/2-P-EP | Y7-142446 | 142446 | Floor-standing distribution board, EP, IP55, HxWxD=2060x850x250mm | EDB | xEnergy Basic | 1381 | 1
| BP-MFL-1000 | Y7-111431 | 111431 | Horizontal/Middle add-on connection Element W=1000mm | EDB | xEnergy Basic | 124.2 | 1
| BP-MFL-1000-W | Y7-111433 | 111433 | Horizontal/Middle add-on connection Element W=1000mm, white | EDB | xEnergy Basic | 127.9 | 1
| BP-MFL-1200 | Y7-111432 | 111432 | Horizontal/Middle add-on connection Element W=1200mm | EDB | xEnergy Basic | 128.5 | 1
| BP-MFL-1200-W | Y7-111434 | 111434 | Horizontal/Middle add-on connection Element W=1200mm, white | EDB | xEnergy Basic | 133.3 | 1
| BP-MFL-400 | Y7-286743 | 286743 | Horizontal/Middle add-on connection Element W=400mm | EDB | xEnergy Basic | 66.8 | 1
| BP-MFL-400-W | Y7-292465 | 292465 | Horizontal/Middle add-on connection Element W=400mm, white | EDB | xEnergy Basic | 135 | 1
| BP-MFL-600 | Y7-286744 | 286744 | Horizontal/Middle add-on connection Element W=600mm | EDB | xEnergy Basic | 114.6 | 1
| BP-MFL-600-W | Y7-292466 | 292466 | Horizontal/Middle add-on connection Element W=600mm, white | EDB | xEnergy Basic | 142.8 | 1
| BP-MFL-800 | Y7-286745 | 286745 | Horizontal/Middle add-on connection Element W=800mm | EDB | xEnergy Basic | 122.5 | 1
| BP-MFL-800-W | Y7-292467 | 292467 | Horizontal/Middle add-on connection Element W=800mm, white | EDB | xEnergy Basic | 148 | 1
| BP-MN-1000/10/1,75 | Y7-119209 | 119209 | Standard-compliant zmaskz distribution board, WxHxD = 973 x 1000 x 175 mm | EDB | xEnergy Basic | 366 | 1
| BP-MN-1000/12/1,75 | Y7-119210 | 119210 | Standard-compliant zmaskz distribution board, WxHxD = 973 x 1200 x 175 mm | EDB | xEnergy Basic | 377.1 | 1
| BP-MN-1000/15/1,75 | Y7-119211 | 119211 | Standard-compliant zmaskz distribution board, WxHxD = 973 x 1500 x 175 mm | EDB | xEnergy Basic | 398.8 | 1
| BP-MN-1000/17/1,75 | Y7-119212 | 119212 | Standard-compliant zmaskz distribution board, WxHxD = 973 x 1700 x 175 mm | EDB | xEnergy Basic | 425.7 | 1
| BP-MN-1000/20/1,75 | Y7-119213 | 119213 | Standard-compliant zmaskz distribution board, WxHxD = 973 x 2000 x 175 mm | EDB | xEnergy Basic | 444.6 | 1
| BP-MN-600/10/1,75 | Y7-119199 | 119199 | Standard-compliant zmaskz distribution board, WxHxD = 573 x 1000 x 175 mm | EDB | xEnergy Basic | 288.4 | 1
| BP-MN-600/12/1,75 | Y7-119200 | 119200 | Standard-compliant zmaskz distribution board, WxHxD = 573 x 1200 x 175 mm | EDB | xEnergy Basic | 300 | 1
| BP-MN-600/15/1,75 | Y7-119201 | 119201 | Standard-compliant zmaskz distribution board, WxHxD = 573 x 1500 x 175 mm | EDB | xEnergy Basic | 315.6 | 1
| BP-MN-600/17/1,75 | Y7-119202 | 119202 | Standard-compliant zmaskz distribution board, WxHxD = 573 x 1700 x 175 mm | EDB | xEnergy Basic | 337 | 1
| BP-MN-600/20/1,75 | Y7-119203 | 119203 | Standard-compliant zmaskz distribution board, WxHxD = 573 x 2000 x 175 mm | EDB | xEnergy Basic | 353.6 | 1
| BP-MN-600/4/1,75 | Y7-119197 | 119197 | Standard-compliant zmaskz distribution board, WxHxD = 573 x 400 x 175 mm | EDB | xEnergy Basic | 237 | 1
| BP-MN-600/7/1,75 | Y7-119198 | 119198 | Standard-compliant zmaskz distribution board, WxHxD = 573 x 700 x 175 mm | EDB | xEnergy Basic | 255.6 | 1
| BP-MN-800/10/1,75 | Y7-119204 | 119204 | Standard-compliant zmaskz distribution board, WxHxD = 773 x 1000 x 175 mm | EDB | xEnergy Basic | 320.5 | 1
| BP-MN-800/12/1,75 | Y7-119205 | 119205 | Standard-compliant zmaskz distribution board, WxHxD = 773 x 1200 x 175 mm | EDB | xEnergy Basic | 332.2 | 1
| BP-MN-800/15/1,75 | Y7-119206 | 119206 | Standard-compliant zmaskz distribution board, WxHxD = 773 x 1500 x 175 mm | EDB | xEnergy Basic | 361.4 | 1
| BP-MN-800/17/1,75 | Y7-119207 | 119207 | Standard-compliant zmaskz distribution board, WxHxD = 773 x 1700 x 175 mm | EDB | xEnergy Basic | 385.2 | 1
| BP-MN-800/20/1,75 | Y7-119208 | 119208 | Standard-compliant zmaskz distribution board, WxHxD = 773 x 2000 x 175 mm | EDB | xEnergy Basic | 408.3 | 1
| BP-MN-MES-1000/10-ST | Y7-143154 | 143154 | Service distribution boards with mounting subrack 230 SU, WxHxD = 973 x 1000 x 175 mm | EDB | xEnergy Basic | 686 | 1
| BP-MN-MES-1000/12-ST | Y7-143157 | 143157 | Service distribution boards with mounting subrack 276 SU, WxHxD = 973 x 1200 x 175 mm | EDB | xEnergy Basic | 749 | 1
| BP-MN-MES-1000/15-ST | Y7-143160 | 143160 | Service distribution boards with mounting subrack 322 SU, WxHxD = 973 x 1500 x 175 mm | EDB | xEnergy Basic | 870 | 1
| BP-MN-MES-600/10-ST | Y7-143136 | 143136 | Service distribution boards with mounting subrack 120 SU, WxHxD = 573 x 1000 x 175 mm | EDB | xEnergy Basic | 538 | 1
| BP-MN-MES-600/12-ST | Y7-143139 | 143139 | Service distribution boards with mounting subrack 144 SU, WxHxD = 573 x 1200 x 175 mm | EDB | xEnergy Basic | 586 | 1
| BP-MN-MES-600/15-ST | Y7-143142 | 143142 | Service distribution boards with mounting subrack 168 SU, WxHxD = 573 x 1500 x 175 mm | EDB | xEnergy Basic | 677 | 1
| BP-MN-MES-600/4-ST | Y7-143130 | 143130 | Service distribution boards with mounting subrack 48 SU, WxHxD = 573 x 400 x 175 mm | EDB | xEnergy Basic | 357.8 | 1
| BP-MN-MES-600/7-ST | Y7-143133 | 143133 | Service distribution boards with mounting subrack 96 SU, WxHxD = 573 x 700 x 175 mm | EDB | xEnergy Basic | 436.8 | 1
| BP-MN-MES-800/10-ST | Y7-143145 | 143145 | Service distribution boards with mounting subrack 175 SU, WxHxD = 773 x 1000 x 175 mm | EDB | xEnergy Basic | 600 | 1
| BP-MN-MES-800/12-ST | Y7-143148 | 143148 | Service distribution boards with mounting subrack 210 SU, WxHxD = 773 x 1200 x 175 mm | EDB | xEnergy Basic | 655 | 1
| BP-MN-MES-800/15-ST | Y7-143151 | 143151 | Service distribution boards with mounting subrack 245 SU, WxHxD = 773 x 1500 x 175 mm | EDB | xEnergy Basic | 771 | 1
| BPM-O-1000/10 | Y7-111032 | 111032 | Surface-mounted installation distribution board with double-bit lock, IP55, HxWxDHxWxD=1060x1000x270mm | EDB | xEnergy Basic | 1105 | 1
| BPM-O-1000/10-F | Y7-193229 | 193229 | Surface-mounted distribution board without door, IP55, HxWxD=1060x1000x270mm | EDB | xEnergy Basic | 959 | 1
| BPM-O-1000/10-P | Y7-116668 | 116668 | Surface-mount installation distribution board with rotary lever, IP55, HxWxD=1060x1000x270mm | EDB | xEnergy Basic | 1072 | 1
| BPM-O-1000/12 | Y7-111033 | 111033 | Surface-mounted installation distribution board with double-bit lock, IP55, HxWxDHxWxD=1260x1000x270mm | EDB | xEnergy Basic | 1184 | 1
| BPM-O-1000/12-F | Y7-193230 | 193230 | Surface-mounted distribution board without door, IP55, HxWxD=1260x1000x270mm | EDB | xEnergy Basic | 1011 | 1
| BPM-O-1000/12-P | Y7-116669 | 116669 | Surface-mount installation distribution board with rotary lever, IP55, HxWxD=1260x1000x270mm | EDB | xEnergy Basic | 1165 | 1
| BPM-O-1000/15 | Y7-111034 | 111034 | Surface-mounted installation distribution board with double-bit lock, IP55, HxWxDHxWxD=1560x1000x270mm | EDB | xEnergy Basic | 1323 | 1
| BPM-O-1000/15-F | Y7-174369 | 174369 | Surface-mounted installation distribution board without door, IP55, HxWxD=1560x1000x270mm | EDB | xEnergy Basic | 917 | 1
| BPM-O-1000/15-P | Y7-116670 | 116670 | Surface-mount installation distribution board with rotary lever, IP55, HxWxD=1560x1000x270mm | EDB | xEnergy Basic | 1283 | 1
| BPM-O-1100/11-P-EP | Y7-195325 | 195325 | Surface-mounted installation distributor IP55, EP WxHxD=1100x1160x270mm, gray, swivel lever | EDB | xEnergy Basic | 1471 | 1
| BPM-O-1100/11-P-EP-W | Y7-193189 | 193189 | Surface-mounted installation distributor IP55, EP, WxHxD=1100x1160x270mm, white, swivel lever | EDB | xEnergy Basic | 1588 | 1
| BPM-O-1100/14-P-EP | Y7-195326 | 195326 | Surface-mounted installation distributor IP55, EP WxHxD=1100x1460x270mm, gray, swivel lever | EDB | xEnergy Basic | 1637 | 1
| BPM-O-1100/14-P-EP-W | Y7-193190 | 193190 | Surface-mounted installation distributor IP55, EP, WxHxD=1100x1460x270mm, white, swivel lever | EDB | xEnergy Basic | 1773 | 1
| BPM-O-1100/8-P-EP | Y7-195324 | 195324 | Surface-mounted installation distributor IP55, EP WxHxD=1100x860x270mm, gray, swivel lever | EDB | xEnergy Basic | 1295 | 1
| BPM-O-1100/8-P-EP-W | Y7-193188 | 193188 | Surface-mounted installation distributor IP55, EP, WxHxD=1100x860x270mm, white, swivel lever | EDB | xEnergy Basic | 1390 | 1
| BPM-O-1200/12 | Y7-111035 | 111035 | Surface-mounted installation distribution board with double-bit lock, IP55, HxWxDHxWxD=1260x1200x270mm | EDB | xEnergy Basic | 1366 | 1
| BPM-O-1200/12-F | Y7-193231 | 193231 | Surface-mounted distribution board without door, IP55, HxWxD=1260x1200x270mm | EDB | xEnergy Basic | 1052 | 1
| BPM-O-1200/12-P | Y7-116671 | 116671 | Surface-mount installation distribution board with rotary lever, IP55, HxWxD=1260x1200x270mm | EDB | xEnergy Basic | 1231 | 1
| BPM-O-1200/15 | Y7-111036 | 111036 | Surface-mounted installation distribution board with double-bit lock, IP55, HxWxDHxWxD=1560x1200x270mm | EDB | xEnergy Basic | 1413 | 1
| BPM-O-1200/15-F | Y7-193232 | 193232 | Surface-mounted distribution board without door, IP55, HxWxD=1560x1200x270mm | EDB | xEnergy Basic | 1140 | 1
| BPM-O-1200/15-P | Y7-116672 | 116672 | Surface-mount installation distribution board with rotary lever, IP55, HxWxD=1560x1200x270mm | EDB | xEnergy Basic | 1357 | 1
| BPM-O-350/11-P-EP | Y7-195317 | 195317 | IP55 Surface-mounted installation distributor, EP, WxHxD=350x1160x270mm, gray, rotary lever | EDB | xEnergy Basic | 1005 | 1
| BPM-O-350/11-P-EP-W | Y7-193649 | 193649 | Surface-mounted installation distributor IP55, EP, WxHxD=350x1160x270mm, white, swivel lever | EDB | xEnergy Basic | 1058 | 1
| BPM-O-350/8-P-EP | Y7-195316 | 195316 | IP55 Surface-mounted installation distributor, EP, WxHxD=350x860x270mm, gray, rotary lever | EDB | xEnergy Basic | 847 | 1
| BPM-O-350/8-P-EP-W | Y7-193648 | 193648 | IP55 Surface-mounted installation distributor, EP, WxHxD=350x860x270mm, white, rotary lever | EDB | xEnergy Basic | 888 | 1
| BPM-O-400/10 | Y7-110839 | 110839 | Surface-mounted installation distribution board with double-bit lock, IP55, HxWxDD=1060x400x270mm | EDB | xEnergy Basic | 749 | 1
| BPM-O-400/10-P | Y7-116655 | 116655 | Surface-mounted installation distribution board with rotary lever, IP55, HxWxD=1060x400x270mm | EDB | xEnergy Basic | 783 | 1
| BPM-O-400/12 | Y7-111020 | 111020 | Surface-mounted installation distribution board with double-bit lock, IP55, HxWxDHxWxD=1260x400x270mm | EDB | xEnergy Basic | 767 | 1
| BPM-O-400/12-P | Y7-116656 | 116656 | Surface-mount installation distribution board with rotary lever, IP55, HxWxD=1260x400x270mm | EDB | xEnergy Basic | 841 | 1
| BPM-O-400/15 | Y7-111021 | 111021 | Surface-mounted installation distribution board with double-bit lock, IP55, HxWxDHxWxD=1560x400x270mm | EDB | xEnergy Basic | 900 | 1
| BPM-O-400/15-P | Y7-116657 | 116657 | Surface-mount installation distribution board with rotary lever, IP55, HxWxD=1560x400x270mm | EDB | xEnergy Basic | 922 | 1
| BPM-O-400/4 | Y7-110837 | 110837 | Surface-mounted installation distribution board with double-bit lock, IP55, HxWxDD=460x400x270mm | EDB | xEnergy Basic | 554 | 1
| BPM-O-400/4-P | Y7-116653 | 116653 | Surface-mounted installation distribution board with rotary lever, IP55, HxWxD=460x400x270mm | EDB | xEnergy Basic | 633 | 1
| BPM-O-400/7 | Y7-110838 | 110838 | Surface-mounted installation distribution board with double-bit lock, IP55, HxWxDD=760x400x270mm | EDB | xEnergy Basic | 650 | 1
| BPM-O-400/7-P | Y7-116654 | 116654 | Surface-mounted installation distribution board with rotary lever, IP55, HxWxD=760x400x270mm | EDB | xEnergy Basic | 675 | 1
| BPM-O-600/10 | Y7-111024 | 111024 | Surface-mounted installation distribution board with double-bit lock, IP55, HxWxDHxWxD=1060x600x270mm | EDB | xEnergy Basic | 824 | 1
| BPM-O-600/10-F | Y7-174359 | 174359 | Surface-mounted installation distribution board without door, IP55, HxWxD=1060x600x270mm | EDB | xEnergy Basic | 659 | 1
| BPM-O-600/10-P | Y7-116660 | 116660 | Surface-mount installation distribution board with rotary lever, IP55, HxWxD=1060x600x270mm | EDB | xEnergy Basic | 854 | 1
| BPM-O-600/11-P-EP | Y7-195319 | 195319 | Surface-mounted installation distributor IP55, EP WxHxD=600x1160x270mm, gray, swivel lever | EDB | xEnergy Basic | 1085 | 1
| BPM-O-600/11-P-EP-W | Y7-193183 | 193183 | Surface-mounted installation distributor IP55, EP, WxHxD=600x1160x270mm, white, swivel lever | EDB | xEnergy Basic | 1160 | 1
| BPM-O-600/12 | Y7-111025 | 111025 | Surface-mounted installation distribution board with double-bit lock, IP55, HxWxDHxWxD=1260x600x270mm | EDB | xEnergy Basic | 893 | 1
| BPM-O-600/12-F | Y7-174360 | 174360 | Surface-mounted installation distribution board without door, IP55, HxWxD=1260x600x270mm | EDB | xEnergy Basic | 702 | 1
| BPM-O-600/12-P | Y7-116661 | 116661 | Surface-mount installation distribution board with rotary lever, IP55, HxWxD=1260x600x270mm | EDB | xEnergy Basic | 882 | 1
| BPM-O-600/14-P-EP | Y7-195320 | 195320 | Surface-mounted installation distributor IP55, EP WxHxD=600x1460x270mm, gray, swivel lever | EDB | xEnergy Basic | 1191 | 1
| BPM-O-600/14-P-EP-W | Y7-193184 | 193184 | Surface-mounted installation distributor IP55, EP, WxHxD=600x1460x270mm, white, swivel lever | EDB | xEnergy Basic | 1277 | 1
| BPM-O-600/15 | Y7-111026 | 111026 | Surface-mounted installation distribution board with double-bit lock, IP55, HxWxDHxWxD=1560x600x270mm | EDB | xEnergy Basic | 997 | 1
| BPM-O-600/15-F | Y7-174361 | 174361 | Surface-mounted installation distribution board without door, IP55, HxWxD=1560x600x270mm | EDB | xEnergy Basic | 776 | 1
| BPM-O-600/15-P | Y7-116662 | 116662 | Surface-mount installation distribution board with rotary lever, IP55, HxWxD=1560x600x270mm | EDB | xEnergy Basic | 970 | 1
| BPM-O-600/4 | Y7-111022 | 111022 | Surface-mounted installation distribution board with double-bit lock, IP55, HxWxDHxWxD=460x600x270mm | EDB | xEnergy Basic | 605 | 1
| BPM-O-600/4-P | Y7-116658 | 116658 | Surface-mount installation distribution board with rotary lever, IP55, HxWxD=460x600x270mm | EDB | xEnergy Basic | 642 | 1
| BPM-O-600/7 | Y7-111023 | 111023 | Surface-mounted installation distribution board with double-bit lock, IP55, HxWxDHxWxD=760x600x270mm | EDB | xEnergy Basic | 710 | 1
| BPM-O-600/7-F | Y7-174358 | 174358 | Surface-mounted installation distribution board without door, IP55, HxWxD=760x600x270mm | EDB | xEnergy Basic | 583 | 1
| BPM-O-600/7-P | Y7-116659 | 116659 | Surface-mount installation distribution board with rotary lever, IP55, HxWxD=760x600x270mm | EDB | xEnergy Basic | 690 | 1
| BPM-O-600/8-P-EP | Y7-195318 | 195318 | Surface-mounted installation distributor IP55, EP WxHxD=600x860x270mm, gray, swivel lever | EDB | xEnergy Basic | 914 | 1
| BPM-O-600/8-P-EP-W | Y7-193182 | 193182 | IP55 Surface-mounted installation distributor, EP, WxHxD=600x860x270mm, white, rotary lever | EDB | xEnergy Basic | 974 | 1
| BPM-O-800/10 | Y7-111029 | 111029 | Surface-mounted installation distribution board with double-bit lock, IP55, HxWxDHxWxD=1060x800x270mm | EDB | xEnergy Basic | 961 | 1
| BPM-O-800/10-F | Y7-174364 | 174364 | Surface-mounted installation distribution board without door, IP55, HxWxD=1060x800x270mm | EDB | xEnergy Basic | 716 | 1
| BPM-O-800/10-P | Y7-116665 | 116665 | Surface-mount installation distribution board with rotary lever, IP55, HxWxD=1060x800x270mm | EDB | xEnergy Basic | 879 | 1
| BPM-O-800/12 | Y7-111030 | 111030 | Surface-mounted installation distribution board with double-bit lock, IP55, HxWxDHxWxD=1260x800x270mm | EDB | xEnergy Basic | 1041 | 1
| BPM-O-800/12-F | Y7-174365 | 174365 | Surface-mounted installation distribution board without door, IP55, HxWxD=1260x800x270mm | EDB | xEnergy Basic | 764 | 1
| BPM-O-800/12-P | Y7-116666 | 116666 | Surface-mount installation distribution board with rotary lever, IP55, HxWxD=1260x800x270mm | EDB | xEnergy Basic | 955 | 1
| BPM-O-800/15 | Y7-111031 | 111031 | Surface-mounted installation distribution board with double-bit lock, IP55, HxWxDHxWxD=1560x800x270mm | EDB | xEnergy Basic | 1176 | 1
| BPM-O-800/15-F | Y7-174366 | 174366 | Surface-mounted installation distribution board without door, IP55, HxWxD=1560x800x270mm | EDB | xEnergy Basic | 844 | 1
| BPM-O-800/15-P | Y7-116667 | 116667 | Surface-mount installation distribution board with rotary lever, IP55, HxWxD=1560x800x270mm | EDB | xEnergy Basic | 1118 | 1
| BPM-O-800/4 | Y7-111027 | 111027 | Surface-mounted installation distribution board with double-bit lock, IP55, HxWxDHxWxD=460x800x270mm | EDB | xEnergy Basic | 618 | 1
| BPM-O-800/4-P | Y7-116663 | 116663 | Surface-mount installation distribution board with rotary lever, IP55, HxWxD=460x800x270mm | EDB | xEnergy Basic | 692 | 1
| BPM-O-800/7 | Y7-111028 | 111028 | Surface-mounted installation distribution board with double-bit lock, IP55, HxWxDHxWxD=760x800x270mm | EDB | xEnergy Basic | 790 | 1
| BPM-O-800/7-P | Y7-116664 | 116664 | Surface-mount installation distribution board with rotary lever, IP55, HxWxD=760x800x270mm | EDB | xEnergy Basic | 750 | 1
| BPM-O-850/11-P-EP | Y7-195322 | 195322 | Surface-mounted installation distributor IP55, EP WxHxD=850x1160x270mm, gray, swivel lever | EDB | xEnergy Basic | 1208 | 1
| BPM-O-850/11-P-EP-W | Y7-193186 | 193186 | Surface-mounted installation distributor IP55, EP, WxHxD=850x1160x270mm, white, swivel lever | EDB | xEnergy Basic | 1300 | 1
| BPM-O-850/14-P-EP | Y7-195323 | 195323 | Surface-mounted installation distributor IP55, EP WxHxD=850x1460x270mm, gray, swivel lever | EDB | xEnergy Basic | 1332 | 1
| BPM-O-850/14-P-EP-W | Y7-193187 | 193187 | Surface-mounted installation distributor IP55, EP, WxHxD=850x1460x270mm, white, swivel lever | EDB | xEnergy Basic | 1444 | 1
| BPM-O-850/8-P-EP | Y7-195321 | 195321 | Surface-mounted installation distributor IP55, EP WxHxD=850x860x270mm, gray, swivel lever | EDB | xEnergy Basic | 1052 | 1
| BPM-O-850/8-P-EP-W | Y7-193185 | 193185 | Surface-mounted installation distributor IP55, EP, WxHxD=850x860x270mm, white, swivel lever | EDB | xEnergy Basic | 1129 | 1
| BP-MSL-MSW-10 | Y7-111422 | 111422 | Vertical/Middle add-on connection Element MSW H=1060mm | EDB | xEnergy Basic | 57 | 1
| BP-MSL-MSW-10-W | Y7-111428 | 111428 | Vertical/Middle add-on connection Element MSW H=1060mm, white | EDB | xEnergy Basic | 57 | 1
| BP-MSL-MSW-12 | Y7-111423 | 111423 | Vertical/Middle add-on connection Element MSW H=1260mm | EDB | xEnergy Basic | 62.6 | 1
| BP-MSL-MSW-12-W | Y7-111429 | 111429 | Vertical/Middle add-on connection Element MSW H=1260mm, white | EDB | xEnergy Basic | 62.6 | 1
| BP-MSL-MSW-15 | Y7-111424 | 111424 | Vertical/Middle add-on connection Element MSW H=1560mm | EDB | xEnergy Basic | 70.9 | 1
| BP-MSL-MSW-15-W | Y7-111430 | 111430 | Vertical/Middle add-on connection Element MSW H=1560mm, white | EDB | xEnergy Basic | 70.9 | 1
| BP-MSL-MSW-4 | Y7-111419 | 111419 | Vertical/Middle add-on connection Element MSW H=460mm | EDB | xEnergy Basic | 34.73 | 1
| BP-MSL-MSW-4-W | Y7-111425 | 111425 | Vertical/Middle add-on connection Element MSW H=460mm, white | EDB | xEnergy Basic | 34.73 | 1
| BP-MSL-MSW-7 | Y7-111421 | 111421 | Vertical/Middle add-on connection Element MSW H=760mm | EDB | xEnergy Basic | 44.45 | 1
| BP-MSL-MSW-7-W | Y7-111427 | 111427 | Vertical/Middle add-on connection Element MSW H=760mm, white | EDB | xEnergy Basic | 44.45 | 1
| BPM-U-3S-1000/10 | Y7-111272 | 111272 | 3-component flush-mounting door frame with door, double-bit lock, IP54, HxW=1060x1000mm | EDB | xEnergy Basic | 690 | 1
| BPM-U-3S-1000/10-P | Y7-119160 | 119160 | 3-component flush-mounted door frame with door, rotary lever, IP54, HxW=1060x1000mm | EDB | xEnergy Basic | 773 | 1
| BPM-U-3S-1000/10-W | Y7-144254 | 144254 | 3-component flush-mounted door frame with door, double-bit lock, IP54, HxW=1060x1000mm, white | EDB | xEnergy Basic | 702 | 1
| BPM-U-3S-1000/12 | Y7-111273 | 111273 | 3-component flush-mounting door frame with door, double-bit lock, IP54, HxW = 1260 x 1000 mm | EDB | xEnergy Basic | 766 | 1
| BPM-U-3S-1000/12-P | Y7-119161 | 119161 | 3-component flush-mounted door frame with door, rotary lever, IP54, HxW = 1260 x 1000 mm | EDB | xEnergy Basic | 847 | 1
| BPM-U-3S-1000/12-W | Y7-144255 | 144255 | 3-component flush-mounted door frame with door, double-bit lock, IP54, HxW = 1260 x 1000 mm, white | EDB | xEnergy Basic | 780 | 1
| BPM-U-3S-1000/15 | Y7-111274 | 111274 | 3-component flush-mounting door frame with door, double-bit lock, IP54, HxW=1560x1000mm | EDB | xEnergy Basic | 905 | 1
| BPM-U-3S-1000/15-P | Y7-119162 | 119162 | 3-component flush-mounted door frame with door, rotary lever, IP54, HxW=1560x1000mm | EDB | xEnergy Basic | 970 | 1
| BPM-U-3S-1000/15-W | Y7-144256 | 144256 | 3-component flush-mounted door frame with door, double-bit lock, IP54, HxW=1560x1000mm, white | EDB | xEnergy Basic | 925 | 1
| BPM-U-3S-1000/17 | Y7-111275 | 111275 | 3-component flush-mounting door frame with door, double-bit lock, IP54, HxW=1760x1000mm | EDB | xEnergy Basic | 1037 | 1
| BPM-U-3S-1000/17-P | Y7-111277 | 111277 | 3-component flush-mounting door frame with door, rotary lever, IP54, HxW=1760x1000mm | EDB | xEnergy Basic | 1102 | 1
| BPM-U-3S-1000/17-W | Y7-144257 | 144257 | 3-component flush-mounted door frame with door, double-bit lock, IP54, HxW=1760x1000mm, white | EDB | xEnergy Basic | 1056 | 1
| BPM-U-3S-1000/20 | Y7-111276 | 111276 | 3-component flush-mounting door frame with door, double-bit lock, IP54, HxW=2060x1000mm | EDB | xEnergy Basic | 1129 | 1
| BPM-U-3S-1000/20-P | Y7-111278 | 111278 | 3-component flush-mounting door frame with door, rotary lever, IP54, HxW=2060x1000mm | EDB | xEnergy Basic | 1199 | 1
| BPM-U-3S-1000/20-W | Y7-144258 | 144258 | 3-component flush-mounted door frame with door, double-bit lock, IP54, HxW=2060x1000mm, white | EDB | xEnergy Basic | 1153 | 1
| BPM-U-3S-1200/12 | Y7-111279 | 111279 | 3-component flush-mounting door frame with door, double-bit lock, IP54, HxW=1260x1200mm | EDB | xEnergy Basic | 810 | 1
| BPM-U-3S-1200/12-P | Y7-119163 | 119163 | 3-component flush-mounted door frame with door, rotary lever, IP54, HxW=1260x1200mm | EDB | xEnergy Basic | 890 | 1
| BPM-U-3S-1200/12-W | Y7-144259 | 144259 | 3-component flush-mounted door frame with door, double-bit lock, IP54, HxW=1260x1200mm, white | EDB | xEnergy Basic | 825 | 1
| BPM-U-3S-1200/15 | Y7-111280 | 111280 | 3-component flush-mounting door frame with door, double-bit lock, IP54, HxW=1560x1200mm | EDB | xEnergy Basic | 942 | 1
| BPM-U-3S-1200/15-P | Y7-119164 | 119164 | 3-component flush-mounted door frame with door, rotary lever, IP54, HxW=1560x1200mm | EDB | xEnergy Basic | 1008 | 1
| BPM-U-3S-1200/15-W | Y7-144260 | 144260 | 3-component flush-mounted door frame with door, double-bit lock, IP54, HxW=1560x1200mm, white | EDB | xEnergy Basic | 968 | 1
| BPM-U-3S-1200/17 | Y7-111281 | 111281 | 3-component flush-mounting door frame with door, double-bit lock, IP54, HxW=1760x1200mm | EDB | xEnergy Basic | 1093 | 1
| BPM-U-3S-1200/17-P | Y7-111283 | 111283 | 3-component flush-mounting door frame with door, rotary lever, IP54, HxW=1760x1200mm | EDB | xEnergy Basic | 1160 | 1
| BPM-U-3S-1200/17-W | Y7-144261 | 144261 | 3-component flush-mounted door frame with door, double-bit lock, IP54, HxW=1760x1200mm, white | EDB | xEnergy Basic | 1119 | 1
| BPM-U-3S-1200/20 | Y7-111282 | 111282 | 3-component flush-mounting door frame with door, double-bit lock, IP54, HxW=2060x1200mm | EDB | xEnergy Basic | 1194 | 1
| BPM-U-3S-1200/20-P | Y7-111284 | 111284 | 3-component flush-mounting door frame with door, rotary lever, IP54, HxW=2060x1200mm | EDB | xEnergy Basic | 1268 | 1
| BPM-U-3S-1200/20-W | Y7-144262 | 144262 | 3-component flush-mounted door frame with door, double-bit lock, IP54, HxW=2060x1200mm, white | EDB | xEnergy Basic | 1226 | 1
| BPM-U-3S-400/10 | Y7-111253 | 111253 | 3-component flush-mounting door frame with door, double-bit lock, IP54, HxW=1060x400mm | EDB | xEnergy Basic | 429.6 | 1
| BPM-U-3S-400/10-P | Y7-119149 | 119149 | 3-component flush-mounted door frame with door, rotary lever, IP54, HxW=1060x400mm | EDB | xEnergy Basic | 508 | 1
| BPM-U-3S-400/10-W | Y7-144239 | 144239 | 3-component flush-mounted door frame with door, double-bit lock, IP54, HxW=1060x400mm, white | EDB | xEnergy Basic | 436.8 | 1
| BPM-U-3S-400/12 | Y7-111254 | 111254 | 3-component flush-mounting door frame with door, double-bit lock, IP54, HxW=1260x400mm | EDB | xEnergy Basic | 461.8 | 1
| BPM-U-3S-400/12-P | Y7-119150 | 119150 | 3-component flush-mounted door frame with door, rotary lever, IP54, HxW=1260x400mm | EDB | xEnergy Basic | 546 | 1
| BPM-U-3S-400/12-W | Y7-144240 | 144240 | 3-component flush-mounted door frame with door, double-bit lock, IP54, HxW=1260x400mm, white | EDB | xEnergy Basic | 477.3 | 1
| BPM-U-3S-400/4 | Y7-111251 | 111251 | 3-component flush-mounting door frame with door, double-bit lock, IP54, HxW=460x400mm | EDB | xEnergy Basic | 330.9 | 1
| BPM-U-3S-400/4-P | Y7-119147 | 119147 | 3-component flush-mounted door frame with door, rotary lever, IP54, HxW=460x400mm | EDB | xEnergy Basic | 383.3 | 1
| BPM-U-3S-400/4-W | Y7-144237 | 144237 | 3-component flush-mounted door frame with door, double-bit lock, IP54, HxW=460x400mm, white | EDB | xEnergy Basic | 337.4 | 1
| BPM-U-3S-400/7 | Y7-111252 | 111252 | 3-component flush-mounting door frame with door, double-bit lock, IP54, HxW=760x400mm | EDB | xEnergy Basic | 379.8 | 1
| BPM-U-3S-400/7-P | Y7-119148 | 119148 | 3-component flush-mounted door frame with door, rotary lever, IP54, HxW=760x400mm | EDB | xEnergy Basic | 421.7 | 1
| BPM-U-3S-400/7-W | Y7-144238 | 144238 | 3-component flush-mounted door frame with door, double-bit lock, IP54, HxW=760x400mm, white | EDB | xEnergy Basic | 385.2 | 1
| BPM-U-3S-600/10 | Y7-111257 | 111257 | 3-component flush-mounting door frame with door, double-bit lock, IP54, HxW=1060x600mm | EDB | xEnergy Basic | 473.3 | 1
| BPM-U-3S-600/10-P | Y7-119153 | 119153 | 3-component flush-mounted door frame with door, rotary lever, IP54, HxW=1060x600mm | EDB | xEnergy Basic | 558 | 1
| BPM-U-3S-600/10-W | Y7-144243 | 144243 | 3-component flush-mounted door frame with door, double-bit lock, IP54, HxW=1060x600mm, white | EDB | xEnergy Basic | 488.8 | 1
| BPM-U-3S-600/12 | Y7-111258 | 111258 | 3-component flush-mounting door frame with door, double-bit lock, IP54, HxW=1260x600mm | EDB | xEnergy Basic | 535 | 1
| BPM-U-3S-600/12-P | Y7-119154 | 119154 | 3-component flush-mounted door frame with door, rotary lever, IP54, HxW=1260x600mm | EDB | xEnergy Basic | 614 | 1
| BPM-U-3S-600/12-W | Y7-144244 | 144244 | 3-component flush-mounted door frame with door, double-bit lock, IP54, HxW=1260x600mm, white | EDB | xEnergy Basic | 546 | 1
| BPM-U-3S-600/15 | Y7-111259 | 111259 | 3-component flush-mounting door frame with door, double-bit lock, IP54, HxW=1560x600mm | EDB | xEnergy Basic | 608 | 1
| BPM-U-3S-600/15-P | Y7-119155 | 119155 | 3-component flush-mounted door frame with door, rotary lever, IP54, HxW=1560x600mm | EDB | xEnergy Basic | 685 | 1
| BPM-U-3S-600/15-W | Y7-144245 | 144245 | 3-component flush-mounted door frame with door, double-bit lock, IP54, HxW=1560x600mm, white | EDB | xEnergy Basic | 625 | 1
| BPM-U-3S-600/17 | Y7-111260 | 111260 | 3-component flush-mounting door frame with door, double-bit lock, IP54, HxW=1760x600mm | EDB | xEnergy Basic | 702 | 1
| BPM-U-3S-600/17-P | Y7-111262 | 111262 | 3-component flush-mounting door frame with door, rotary lever, IP54, HxW=1760x600mm | EDB | xEnergy Basic | 763 | 1
| BPM-U-3S-600/17-W | Y7-144246 | 144246 | 3-component flush-mounted door frame with door, double-bit lock, IP54, HxW=1760x600mm, white | EDB | xEnergy Basic | 720 | 1
| BPM-U-3S-600/20 | Y7-111261 | 111261 | 3-component flush-mounting door frame with door, double-bit lock, IP54, HxW=2060x600mm | EDB | xEnergy Basic | 756 | 1
| BPM-U-3S-600/20-P | Y7-111263 | 111263 | 3-component flush-mounting door frame with door, rotary lever, IP54, HxW=2060x600mm | EDB | xEnergy Basic | 825 | 1
| BPM-U-3S-600/20-W | Y7-144247 | 144247 | 3-component flush-mounted door frame with door, double-bit lock, IP54, HxW=2060x600mm, white | EDB | xEnergy Basic | 782 | 1
| BPM-U-3S-600/4 | Y7-111255 | 111255 | 3-component flush-mounting door frame with door, double-bit lock, IP54, HxW=460x600mm | EDB | xEnergy Basic | 361.4 | 1
| BPM-U-3S-600/4-P | Y7-119151 | 119151 | 3-component flush-mounted door frame with door, rotary lever, IP54, HxW=460x600mm | EDB | xEnergy Basic | 416.3 | 1
| BPM-U-3S-600/4-W | Y7-144241 | 144241 | 3-component flush-mounted door frame with door, double-bit lock, IP54, HxW=460x600mm, white | EDB | xEnergy Basic | 370 | 1
| BPM-U-3S-600/7 | Y7-111256 | 111256 | 3-component flush-mounting door frame with door, double-bit lock, IP54, HxW=760x600mm | EDB | xEnergy Basic | 421.7 | 1
| BPM-U-3S-600/7-P | Y7-119152 | 119152 | 3-component flush-mounted door frame with door, rotary lever, IP54, HxW=760x600mm | EDB | xEnergy Basic | 467.9 | 1
| BPM-U-3S-600/7-W | Y7-144242 | 144242 | 3-component flush-mounted door frame with door, double-bit lock, IP54, HxW=760x600mm, white | EDB | xEnergy Basic | 431.4 | 1
| BPM-U-3S-800/10 | Y7-111265 | 111265 | 3-component flush-mounting door frame with door, double-bit lock, IP54, HxW=1060x800mm | EDB | xEnergy Basic | 531 | 1
| BPM-U-3S-800/10-P | Y7-119157 | 119157 | 3-component flush-mounted door frame with door, rotary lever, IP54, HxW=1060x800mm | EDB | xEnergy Basic | 605 | 1
| BPM-U-3S-800/10-W | Y7-144249 | 144249 | 3-component flush-mounted door frame with door, double-bit lock, IP54, HxW=1060x800mm, white | EDB | xEnergy Basic | 545 | 1
| BPM-U-3S-800/12 | Y7-111266 | 111266 | 3-component flush-mounting door frame with door, double-bit lock, IP54, HxW=1260x800mm | EDB | xEnergy Basic | 577 | 1
| BPM-U-3S-800/12-P | Y7-119158 | 119158 | 3-component flush-mounted door frame with door, rotary lever, IP54, HxW=1260x800mm | EDB | xEnergy Basic | 658 | 1
| BPM-U-3S-800/12-W | Y7-144250 | 144250 | 3-component flush-mounted door frame with door, double-bit lock, IP54, HxW=1260x800mm, white | EDB | xEnergy Basic | 595 | 1
| BPM-U-3S-800/15 | Y7-111267 | 111267 | 3-component flush-mounting door frame with door, double-bit lock, IP54, HxW=1560x800mm | EDB | xEnergy Basic | 683 | 1
| BPM-U-3S-800/15-P | Y7-119159 | 119159 | 3-component flush-mounted door frame with door, rotary lever, IP54, HxW=1560x800mm | EDB | xEnergy Basic | 740 | 1
| BPM-U-3S-800/15-W | Y7-144251 | 144251 | 3-component flush-mounted door frame with door, double-bit lock, IP54, HxW=1560x800mm, white | EDB | xEnergy Basic | 706 | 1
| BPM-U-3S-800/17 | Y7-111268 | 111268 | 3-component flush-mounting door frame with door, double-bit lock, IP54, HxW=1760x800mm | EDB | xEnergy Basic | 761 | 1
| BPM-U-3S-800/17-P | Y7-111270 | 111270 | 3-component flush-mounting door frame with door, rotary lever, IP54, HxW=1760x800mm | EDB | xEnergy Basic | 823 | 1
| BPM-U-3S-800/17-W | Y7-144252 | 144252 | 3-component flush-mounted door frame with door, double-bit lock, IP54, HxW=1760x800mm, white | EDB | xEnergy Basic | 787 | 1
| BPM-U-3S-800/20 | Y7-111269 | 111269 | 3-component flush-mounting door frame with door, double-bit lock, IP54, HxW=2060x800mm | EDB | xEnergy Basic | 831 | 1
| BPM-U-3S-800/20-P | Y7-111271 | 111271 | 3-component flush-mounting door frame with door, rotary lever, IP54, HxW=2060x800mm | EDB | xEnergy Basic | 907 | 1
| BPM-U-3S-800/20-W | Y7-144253 | 144253 | 3-component flush-mounted door frame with door, double-bit lock, IP54, HxW=2060x800mm, white | EDB | xEnergy Basic | 866 | 1
| BPM-U-3S-800/7 | Y7-111264 | 111264 | 3-component flush-mounting door frame with door, double-bit lock, IP54, HxW=760x800mm | EDB | xEnergy Basic | 452.2 | 1
| BPM-U-3S-800/7-P | Y7-119156 | 119156 | 3-component flush-mounted door frame with door, rotary lever, IP54, HxW=760x800mm | EDB | xEnergy Basic | 498.3 | 1
| BPM-U-3S-800/7-W | Y7-144248 | 144248 | 3-component flush-mounted door frame with door, double-bit lock, IP54, HxW=760x800mm, white | EDB | xEnergy Basic | 467.9 | 1
| BP-O-1000/10-EW | Y7-116629 | 116629 | Surface-mount service distribution board with three-point turn-lock, fire-resistant, W1000mm H1060mm | EDB | xEnergy Basic | 959 | 1
| BP-O-1000/10-EW-W | Y7-116647 | 116647 | Surface-mount service distribution board with three-point turn-lock, fire-resistant, W1000mm H1060mm, white | EDB | xEnergy Basic | 1011 | 1
| BP-O-1000/10-MSW | Y7-149161 | 149161 | Surface-mount service distribution board with three-point turn-lock, mounting side panel, W = 1000 mm, H = 1060 mm | EDB | xEnergy Basic | 848 | 1
| BP-O-1000/12-EW | Y7-116630 | 116630 | Surface-mount service distribution board with three-point turn-lock, fire-resistant, W 1000 mm H 1260 mm | EDB | xEnergy Basic | 1106 | 1
| BP-O-1000/12-EW-W | Y7-116648 | 116648 | Surface-mount service distribution board with three-point turn-lock, fire-resistant, W 1000 mm H 1260 mm, white | EDB | xEnergy Basic | 1166 | 1
| BP-O-1000/12-MSW | Y7-149162 | 149162 | Surface-mount service distribution board with three-point turn-lock, mounting side panel, W = 1000 mm, H = 1260 mm | EDB | xEnergy Basic | 918 | 1
| BP-O-1000/15-EW | Y7-116631 | 116631 | Surface-mount service distribution board with three-point turn-lock, fire-resistant, W 1000 mm H 1560 mm | EDB | xEnergy Basic | 1188 | 1
| BP-O-1000/15-EW-W | Y7-116649 | 116649 | Surface-mount service distribution board with three-point turn-lock, fire-resistant, W 1000 mm H 1560 mm, white | EDB | xEnergy Basic | 1268 | 1
| BP-O-1000/15-MSW | Y7-149163 | 149163 | Surface-mount service distribution board with three-point turn-lock, mounting side panel, W = 1000 mm, H = 1560 mm | EDB | xEnergy Basic | 1027 | 1
| BP-O-1100/11-EP-W | Y7-193180 | 193180 | Surface-mounted installation distributor IP31, EP, WxHxD=1100x1160x250mm, white, twist lock | EDB | xEnergy Basic | 1287 | 1
| BP-O-1100/14-EP-W | Y7-193181 | 193181 | Surface-mounted installation distributor IP31, EP, WxHxD=1100x1460x250mm, white, twist lock | EDB | xEnergy Basic | 1461 | 1
| BP-O-1100/8-EP-W | Y7-193179 | 193179 | Surface-mounted installation distributor IP31, EP, WxHxD=1100x860x250mm, white, twist lock | EDB | xEnergy Basic | 1133 | 1
| BP-O-1200/12-MSW | Y7-149164 | 149164 | Surface-mount service distribution board with three-point turn-lock, mounting side panel, W = 1200 mm, H = 1260 mm | EDB | xEnergy Basic | 1002 | 1
| BP-O-1200/15-MSW | Y7-149165 | 149165 | Surface-mount service distribution board with three-point turn-lock, mounting side panel, W = 1500 mm, H = 1560 mm | EDB | xEnergy Basic | 1119 | 1
| BP-O-350/11-EP-W | Y7-193172 | 193172 | Surface-mounted installation distributor IP31, EP, WxHxD=350x1160x250mm, white, twist lock | EDB | xEnergy Basic | 817 | 1
| BP-O-350/8-EP-W | Y7-193171 | 193171 | IP31 Surface-mounted installation distributor, EP, WxHxD=350x860x250mm, white, twist lock | EDB | xEnergy Basic | 729 | 1
| BP-O-400/10-C | Y7-194520 | 194520 | Surface-mount service distribution board with three-point turn-lock, including DIN rails, front plate with 45-mm cutout, W = 400 mm, H = 1060 | EDB | xEnergy Basic | 870 | 1
| BP-O-400/10-C-W | Y7-194524 | 194524 | Surface-mount service distribution board with three-point turn-lock, including DIN rails, front plate with 45-mm cutout, W = 400 mm, H = 1060 | EDB | xEnergy Basic | 930 | 1
| BP-O-400/10-EW | Y7-116616 | 116616 | Surface-mount service distribution board with three-point turn-lock, fire-resistant, W 400 mm H 1060 mm | EDB | xEnergy Basic | 658 | 1
| BP-O-400/10-EW-W | Y7-116634 | 116634 | Surface-mount service distribution board with three-point turn-lock, fire-resistant, W 400 mm H 1060 mm, white | EDB | xEnergy Basic | 686 | 1
| BP-O-400/10-MSW | Y7-149118 | 149118 | Surface-mount service distribution board with three-point turn-lock, mounting side panel, W = 400 mm, H = 1060 mm | EDB | xEnergy Basic | 554 | 1
| BP-O-400/12-C | Y7-194521 | 194521 | Surface-mount service distribution board with three-point turn-lock, including DIN rails, front plate with 45-mm cutout, W = 400 mm, H = 1260 | EDB | xEnergy Basic | 977 | 1
| BP-O-400/12-C-W | Y7-194525 | 194525 | Surface-mount service distribution board with three-point turn-lock, including DIN rails, front plate with 45-mm cutout, W = 400 mm, H = 1260 | EDB | xEnergy Basic | 1024 | 1
| BP-O-400/12-EW | Y7-116617 | 116617 | Surface-mount service distribution board with three-point turn-lock, fire-resistant, W 400 mm H 1260 mm | EDB | xEnergy Basic | 782 | 1
| BP-O-400/12-EW-W | Y7-116635 | 116635 | Surface-mount service distribution board with three-point turn-lock, fire-resistant, W 400 mm H 1260 mm, white | EDB | xEnergy Basic | 816 | 1
| BP-O-400/12-MSW | Y7-149119 | 149119 | Surface-mount service distribution board with three-point turn-lock, mounting side panel, W = 400 mm, H = 1260 mm | EDB | xEnergy Basic | 597 | 1
| BP-O-400/15-EW | Y7-116618 | 116618 | Surface-mount service distribution board with three-point turn-lock, fire-resistant, W 400 mm H 1560 mm | EDB | xEnergy Basic | 828 | 1
| BP-O-400/15-EW-W | Y7-116636 | 116636 | Surface-mount service distribution board with three-point turn-lock, fire-resistant, W 400 mm H 1560 mm, white | EDB | xEnergy Basic | 870 | 1
| BP-O-400/15-MSW | Y7-149150 | 149150 | Surface-mount service distribution board with three-point turn-lock, mounting side panel, W = 400 mm, H = 1560 mm | EDB | xEnergy Basic | 661 | 1
| BP-O-400/4-C | Y7-194518 | 194518 | Surface-mount service distribution board with three-point turn-lock, including DIN rails, front plate with 45-mm cutout, W = 400 mm, H = 460 mm | EDB | xEnergy Basic | 577 | 1
| BP-O-400/4-C-W | Y7-194522 | 194522 | Surface-mount service distribution board with three-point turn-lock, including DIN rails, front plate with 45-mm cutout, W = 400 mm, H = 460 mm | EDB | xEnergy Basic | 613 | 1
| BP-O-400/4-EW | Y7-116614 | 116614 | Surface-mount service distribution board with three-point turn-lock, fire-resistant, W 400 mm H 460 mm | EDB | xEnergy Basic | 541 | 1
| BP-O-400/4-EW-W | Y7-116632 | 116632 | Surface-mount service distribution board with three-point turn-lock, fire-resistant, W 400 mm H 460 mm, white | EDB | xEnergy Basic | 551 | 1
| BP-O-400/4-MSW | Y7-149116 | 149116 | Surface-mount service distribution board with three-point turn-lock, mounting side panel, W = 400 mm, H = 460 mm | EDB | xEnergy Basic | 435.1 | 1
| BP-O-400/7-C | Y7-194519 | 194519 | Surface-mount service distribution board with three-point turn-lock, including DIN rails, front plate with 45-mm cutout, W = 400 mm, H = 760 mm | EDB | xEnergy Basic | 738 | 1
| BP-O-400/7-C-W | Y7-194523 | 194523 | Surface-mount service distribution board with three-point turn-lock, including DIN rails, front plate with 45-mm cutout, W = 400 mm, H = 760 mm | EDB | xEnergy Basic | 777 | 1
| BP-O-400/7-EW | Y7-116615 | 116615 | Surface-mount service distribution board with three-point turn-lock, fire-resistant, W 400 mm H 760 mm | EDB | xEnergy Basic | 590 | 1
| BP-O-400/7-EW-W | Y7-116633 | 116633 | Surface-mount service distribution board with three-point turn-lock, fire-resistant, W 400 mm H 760 mm, white | EDB | xEnergy Basic | 614 | 1
| BP-O-400/7-MSW | Y7-149117 | 149117 | Surface-mount service distribution board with three-point turn-lock, mounting side panel, W = 400 mm, H = 760 mm | EDB | xEnergy Basic | 494.6 | 1
| BP-O-600/10-C | Y7-293308 | 293308 | Surface-mount service distribution board with three-point turn-lock, including DIN rails, front plate with 45-mm cutout, W = 600 mm, H = 1060 | EDB | xEnergy Basic | 644 | 1
| BP-O-600/10-C-W | Y7-105535 | 105535 | Surface-mount service distribution board with three-point turn-lock, including DIN rails, front plate with 45-mm cutout, W = 600 mm, H = 1060 mm white | EDB | xEnergy Basic | 848 | 1
| BP-O-600/10-EW | Y7-116621 | 116621 | Surface-mount service distribution board with three-point turn-lock, fire-resistant, W 600 mm H 1060 mm | EDB | xEnergy Basic | 717 | 1
| BP-O-600/10-EW-W | Y7-116639 | 116639 | Surface-mount service distribution board with three-point turn-lock, fire-resistant, W 600 mm H 1060 mm, white | EDB | xEnergy Basic | 753 | 1
| BP-O-600/10-MSW | Y7-149153 | 149153 | Surface-mount service distribution board with three-point turn-lock, mounting side panel, W = 600 mm, H = 1060 mm | EDB | xEnergy Basic | 469.8 | 1
| BP-O-600/11-EP-W | Y7-193174 | 193174 | Surface-mounted installation distributor IP31, EP, WxHxD=600x1160x250mm, white, twist lock | EDB | xEnergy Basic | 928 | 1
| BP-O-600/12-C | Y7-293309 | 293309 | Surface-mount service distribution board with three-point turn-lock, including DIN rails, front plate with 45-mm cutout, W = 600 mm, H = 1260 | EDB | xEnergy Basic | 709 | 1
| BP-O-600/12-C-W | Y7-105536 | 105536 | Surface-mount service distribution board with three-point turn-lock, including DIN rails, front plate with 45-mm cutout, W = 600 mm, H = 1260 mm white | EDB | xEnergy Basic | 951 | 1
| BP-O-600/12-EW | Y7-116622 | 116622 | Surface-mount service distribution board with three-point turn-lock, fire-resistant, W 600 mm H 1260 mm | EDB | xEnergy Basic | 848 | 1
| BP-O-600/12-EW-W | Y7-116640 | 116640 | Surface-mount service distribution board with three-point turn-lock, fire-resistant, W 600 mm H 1260 mm, white | EDB | xEnergy Basic | 890 | 1
| BP-O-600/12-MSW | Y7-149154 | 149154 | Surface-mount service distribution board with three-point turn-lock, mounting side panel, W = 600 mm, H = 1260 mm | EDB | xEnergy Basic | 506 | 1
| BP-O-600/14-EP-W | Y7-193175 | 193175 | Surface-mounted installation distributor IP31, EP, WxHxD=600x1460x250mm, white, twist lock | EDB | xEnergy Basic | 1055 | 1
| BP-O-600/15-C | Y7-293310 | 293310 | Surface-mount service distribution board with three-point turn-lock, including DIN rails, front plate with 45-mm cutout, W = 600 mm, H = 1560 | EDB | xEnergy Basic | 828 | 1
| BP-O-600/15-C-W | Y7-105537 | 105537 | Surface-mount service distribution board with three-point turn-lock, including DIN rails, front plate with 45-mm cutout, W = 600 mm, H = 1560 mm white | EDB | xEnergy Basic | 1135 | 1
| BP-O-600/15-EW | Y7-116623 | 116623 | Surface-mount service distribution board with three-point turn-lock, fire-resistant, W 600 mm H 1560 mm | EDB | xEnergy Basic | 902 | 1
| BP-O-600/15-EW-W | Y7-116641 | 116641 | Surface-mount service distribution board with three-point turn-lock, fire-resistant, W 600 mm H 1560 mm, white | EDB | xEnergy Basic | 955 | 1
| BP-O-600/15-MSW | Y7-149155 | 149155 | Surface-mount service distribution board with three-point turn-lock, mounting side panel, W = 600 mm, H = 1560 mm | EDB | xEnergy Basic | 742 | 1
| BP-O-600/4-EW | Y7-116619 | 116619 | Surface-mount service distribution board with three-point turn-lock, fire-resistant, W 600 mm H 460 mm | EDB | xEnergy Basic | 579 | 1
| BP-O-600/4-EW-W | Y7-116637 | 116637 | Surface-mount service distribution board with three-point turn-lock, fire-resistant, W 600 mm H 460 mm, white | EDB | xEnergy Basic | 622 | 1
| BP-O-600/4-MSW | Y7-149151 | 149151 | Surface-mount service distribution board with three-point turn-lock, mounting side panel, W = 600 mm, H = 460 mm | EDB | xEnergy Basic | 487 | 1
| BP-O-600/7-C | Y7-293307 | 293307 | Surface-mount service distribution board with three-point turn-lock, including DIN rails, front plate with 45-mm cutout, W = 600 mm, H = 760 | EDB | xEnergy Basic | 535 | 1
| BP-O-600/7-C-W | Y7-105534 | 105534 | Surface-mount service distribution board with three-point turn-lock, including DIN rails, front plate with 45-mm cutout, W = 600 mm, H = 760 mm white | EDB | xEnergy Basic | 695 | 1
| BP-O-600/7-EW | Y7-116620 | 116620 | Surface-mount service distribution board with three-point turn-lock, fire-resistant, W 600 mm H 760 mm | EDB | xEnergy Basic | 654 | 1
| BP-O-600/7-EW-W | Y7-116638 | 116638 | Surface-mount service distribution board with three-point turn-lock, fire-resistant, W 600 mm H 760 mm, white | EDB | xEnergy Basic | 668 | 1
| BP-O-600/7-MSW | Y7-149152 | 149152 | Surface-mount service distribution board with three-point turn-lock, mounting side panel, W = 600 mm, H = 760 mm | EDB | xEnergy Basic | 550 | 1
| BP-O-600/8-EP-W | Y7-193173 | 193173 | Surface-mounted installation distributor IP31, EP, WxHxD=600x860x250mm, white, twist lock | EDB | xEnergy Basic | 814 | 1
| BP-O-800/10-C | Y7-293312 | 293312 | Surface-mount service distribution board with three-point turn-lock, including DIN rails, front plate with 45-mm cutout, W = 800 mm, H = 1060 | EDB | xEnergy Basic | 734 | 1
| BP-O-800/10-C-W | Y7-105539 | 105539 | Surface-mount service distribution board with three-point turn-lock, including DIN rails, front plate with 45-mm cutout, W = 800 mm, H = 1060 mm white | EDB | xEnergy Basic | 976 | 1
| BP-O-800/10-EW | Y7-116626 | 116626 | Surface-mount service distribution board with three-point turn-lock, fire-resistant, W 800 mm H 1060 mm | EDB | xEnergy Basic | 767 | 1
| BP-O-800/10-EW-W | Y7-116644 | 116644 | Surface-mount service distribution board with three-point turn-lock, fire-resistant, W 800 mm H 1060 mm, white | EDB | xEnergy Basic | 816 | 1
| BP-O-800/10-MSW | Y7-149158 | 149158 | Surface-mount service distribution board with three-point turn-lock, mounting side panel, W = 800 mm, H = 1060 mm | EDB | xEnergy Basic | 529 | 1
| BP-O-800/12-C | Y7-293313 | 293313 | Surface-mount service distribution board with three-point turn-lock, including DIN rails, front plate with 45-mm cutout, W = 800 mm, H = 1260 | EDB | xEnergy Basic | 806 | 1
| BP-O-800/12-C-W | Y7-105540 | 105540 | Surface-mount service distribution board with three-point turn-lock, including DIN rails, front plate with 45-mm cutout, W = 800 mm, H = 1260 mm white | EDB | xEnergy Basic | 1097 | 1
| BP-O-800/12-EW | Y7-116627 | 116627 | Surface-mount service distribution board with three-point turn-lock, fire-resistant, W 800 mm H 1260 mm | EDB | xEnergy Basic | 938 | 1
| BP-O-800/12-EW-W | Y7-116645 | 116645 | Surface-mount service distribution board with three-point turn-lock, fire-resistant, W 800 mm H 1260 mm, white | EDB | xEnergy Basic | 990 | 1
| BP-O-800/12-MSW | Y7-149159 | 149159 | Surface-mount service distribution board with three-point turn-lock, mounting side panel, W = 800 mm, H = 1260 mm | EDB | xEnergy Basic | 572 | 1
| BP-O-800/15-C | Y7-293314 | 293314 | Surface-mount service distribution board with three-point turn-lock, including DIN rails, front plate with 45-mm cutout, W = 800 mm, H = 1560 | EDB | xEnergy Basic | 956 | 1
| BP-O-800/15-C-W | Y7-105541 | 105541 | Surface-mount service distribution board with three-point turn-lock, including DIN rails, front plate with 45-mm cutout, W = 800 mm, H = 1560 mm white | EDB | xEnergy Basic | 1302 | 1
| BP-O-800/15-EW | Y7-116628 | 116628 | Surface-mount service distribution board with three-point turn-lock, fire-resistant, W 800 mm H 1560 mm | EDB | xEnergy Basic | 1007 | 1
| BP-O-800/15-EW-W | Y7-116646 | 116646 | Surface-mount service distribution board with three-point turn-lock, fire-resistant, W 800 mm H 1560 mm, white | EDB | xEnergy Basic | 1071 | 1
| BP-O-800/15-MSW | Y7-149160 | 149160 | Surface-mount service distribution board with three-point turn-lock, mounting side panel, W = 800 mm, H = 1560 mm | EDB | xEnergy Basic | 658 | 1
| BP-O-800/4-EW | Y7-116624 | 116624 | Surface-mount service distribution board with three-point turn-lock, fire-resistant, W 800 mm H 460 mm | EDB | xEnergy Basic | 611 | 1
| BP-O-800/4-EW-W | Y7-116642 | 116642 | Surface-mount service distribution board with three-point turn-lock, fire-resistant, W 800 mm H 460 mm, white | EDB | xEnergy Basic | 638 | 1
| BP-O-800/4-MSW | Y7-149156 | 149156 | Surface-mount service distribution board with three-point turn-lock, mounting side panel, W = 800 mm, H = 460 mm | EDB | xEnergy Basic | 508 | 1
| BP-O-800/7-C | Y7-293311 | 293311 | Surface-mount service distribution board with three-point turn-lock, including DIN rails, front plate with 45-mm cutout, W = 800 mm, H = 760 | EDB | xEnergy Basic | 640 | 1
| BP-O-800/7-C-W | Y7-105538 | 105538 | Surface-mount service distribution board with three-point turn-lock, including DIN rails, front plate with 45-mm cutout, W = 800 mm, H = 760 mm white | EDB | xEnergy Basic | 803 | 1
| BP-O-800/7-EW | Y7-116625 | 116625 | Surface-mount service distribution board with three-point turn-lock, fire-resistant, W 800 mm H 760 mm | EDB | xEnergy Basic | 686 | 1
| BP-O-800/7-EW-W | Y7-116643 | 116643 | Surface-mount service distribution board with three-point turn-lock, fire-resistant, W 800 mm H 760 mm, white | EDB | xEnergy Basic | 723 | 1
| BP-O-800/7-MSW | Y7-149157 | 149157 | Surface-mount service distribution board with three-point turn-lock, mounting side panel, W = 800 mm, H = 760 mm | EDB | xEnergy Basic | 595 | 1
| BP-O-850/11-EP-W | Y7-193177 | 193177 | Surface-mounted installation distributor IP31, EP, WxHxD=850x1160x250mm, white, twist lock | EDB | xEnergy Basic | 1067 | 1
| BP-O-850/14-EP-W | Y7-193178 | 193178 | Surface-mounted installation distributor IP31, EP, WxHxD=850x1460x250mm, white, twist lock | EDB | xEnergy Basic | 1200 | 1
| BP-O-850/8-EP-W | Y7-193176 | 193176 | Surface-mounted installation distributor IP31, EP, WxHxD=850x860x250mm, white, twist lock | EDB | xEnergy Basic | 951 | 1
| BP-O-MES-1000/10-ST | Y7-143153 | 143153 | Surface-mount service distribution board with mounting subrack W 1000 mm H 1060 mm | EDB | xEnergy Basic | 1208 | 1
| BP-O-MES-1000/12-ST | Y7-143156 | 143156 | Surface-mount service distribution board with mounting subrack W 1000 mm H 1260 mm | EDB | xEnergy Basic | 1332 | 1
| BP-O-MES-1000/15-ST | Y7-143159 | 143159 | Surface-mount service distribution board with mounting subrack W 1000 mm H 1560 mm | EDB | xEnergy Basic | 1530 | 1
| BP-O-MES-1200/12-ST | Y7-143162 | 143162 | Surface-mount service distribution board with mounting subrack W 1200 mm H 1260 mm | EDB | xEnergy Basic | 1467 | 1
| BP-O-MES-1200/15-ST | Y7-143164 | 143164 | Surface-mount service distribution board with mounting subrack W 1200 mm H 1560 mm | EDB | xEnergy Basic | 1690 | 1
| BP-O-MES-400/10-ST | Y7-143125 | 143125 | Surface-mount service distribution board with mounting subrack W 400 mm H 1060 mm | EDB | xEnergy Basic | 749 | 1
| BP-O-MES-400/12-ST | Y7-143127 | 143127 | Surface-mount service distribution board with mounting subrack W 400 mm H 1260 mm | EDB | xEnergy Basic | 823 | 1
| BP-O-MES-400/7-ST | Y7-143123 | 143123 | Surface-mount service distribution board with mounting subrack W 400 mm H 760 mm | EDB | xEnergy Basic | 641 | 1
| BP-O-MES-600/10-ST | Y7-143135 | 143135 | Surface-mount service distribution board with mounting subrack W 600 mm H 1060 mm | EDB | xEnergy Basic | 864 | 1
| BP-O-MES-600/12-ST | Y7-143138 | 143138 | Surface-mount service distribution board with mounting subrack W 600 mm H 1260 mm | EDB | xEnergy Basic | 955 | 1
| BP-O-MES-600/15-ST | Y7-143141 | 143141 | Surface-mount service distribution board with mounting subrack W 600 mm H 1560 mm | EDB | xEnergy Basic | 1106 | 1
| BP-O-MES-600/4-ST | Y7-143129 | 143129 | Surface-mount service distribution board with mounting subrack W 600 mm H 460 mm | EDB | xEnergy Basic | 612 | 1
| BP-O-MES-600/7-ST | Y7-143132 | 143132 | Surface-mount service distribution board with mounting subrack W 600 mm H 760 mm | EDB | xEnergy Basic | 736 | 1
| BP-O-MES-800/10-ST | Y7-143144 | 143144 | Surface-mount service distribution board with mounting subrack W 800 mm H 1060 mm | EDB | xEnergy Basic | 942 | 1
| BP-O-MES-800/12-ST | Y7-143147 | 143147 | Surface-mount service distribution board with mounting subrack W 800 mm H 1260 mm | EDB | xEnergy Basic | 1032 | 1
| BP-O-MES-800/15-ST | Y7-143150 | 143150 | Surface-mount service distribution board with mounting subrack W 800 mm H 1560 mm | EDB | xEnergy Basic | 1219 | 1
| BP-TBP-1000-BL | Y7-293550 | 293550 | Top/Bottom-panel for Surface-Mounting Installation distribution board, blind, WxD=1000x249mm | EDB | xEnergy Basic | 124 | 1
| BP-TBP-1000-BL-W | Y7-293551 | 293551 | Top/Bottom-panel for Surface-Mounting Installation distribution board, blind, WxD=1000x249mm, white | EDB | xEnergy Basic | 173.9 | 1
| BP-TBP-1000-CE | Y7-293552 | 293552 | Top/Bottom-panel for Surface-Mounting Installation distribution board, with cut-out for cable entry, WxD=1000x249mm | EDB | xEnergy Basic | 123.6 | 1
| BP-TBP-1000-CE-W | Y7-293553 | 293553 | Top/Bottom-panel for Surface-Mounting Installation distribution board, with cut-out for cable entry, WxD=1000x249mm, white | EDB | xEnergy Basic | 169.8 | 1
| BP-TBP1-1000-BL | Y7-144702 | 144702 | Top or bottom panel for surface-mounted service distribution boards, blind, WxD = 1000 x 249 mm | EDB | xEnergy Basic | 76.7 | 1
| BP-TBP1-1000-BL-W | Y7-144712 | 144712 | Top or bottom panel for surface-mounted service distribution boards, blind, WxD = 1000 x 249 mm, white | EDB | xEnergy Basic | 75.9 | 1
| BP-TBP1-1000-CE | Y7-144707 | 144707 | Top or bottom panel for surface-mounted service distribution boards with opening for cable entry, W x D = 1000 x 249 mm | EDB | xEnergy Basic | 72.9 | 1
| BP-TBP1-1000-CE-W | Y7-144717 | 144717 | Top or bottom panel for surface-mounted service distribution boards with opening for cable entry, W x D = 1000 x 249 mm, white | EDB | xEnergy Basic | 74.6 | 1
| BP-TBP1-1000-F3A-IP31 | Y7-194529 | 194529 | Top panel (closed) for IP31 upgrade | EDB | xEnergy Basic | 175.6 | 1
| BP-TBP1-1000-F3A-IP31-W | Y7-194534 | 194534 | Top panel (closed) for IP31 upgrade | EDB | xEnergy Basic | 185.9 | 1
| BP-TBP1-1200-BL | Y7-144703 | 144703 | Top or bottom panel for surface-mounted service distribution boards, blind, WxD = 1200 x 249 mm | EDB | xEnergy Basic | 82.6 | 1
| BP-TBP1-1200-BL-W | Y7-144713 | 144713 | Top or bottom panel for surface-mounted service distribution boards, blind, WxD = 1200 x 249 mm, white | EDB | xEnergy Basic | 81.6 | 1
| BP-TBP1-1200-CE | Y7-144708 | 144708 | Top or bottom panel for surface-mounted service distribution boards with opening for cable entry, W x D = 1200 x 249 mm | EDB | xEnergy Basic | 82.8 | 1
| BP-TBP1-1200-CE-W | Y7-144718 | 144718 | Top or bottom panel for surface-mounted service distribution boards with opening for cable entry, W x D = 1200 x 249 mm, white | EDB | xEnergy Basic | 81.1 | 1
| BP-TBP1-1200-F3A-IP31 | Y7-194530 | 194530 | Top panel (closed) for IP31 upgrade | EDB | xEnergy Basic | 204.5 | 1
| BP-TBP1-1200-F3A-IP31-W | Y7-194535 | 194535 | Top panel (closed) for IP31 upgrade | EDB | xEnergy Basic | 216.1 | 1
| BP-TBP-1200-BL | Y7-293554 | 293554 | Top/Bottom-panel for Surface-Mounting Installation distribution board, blind, WxD=1200x249mm | EDB | xEnergy Basic | 145.5 | 1
| BP-TBP-1200-BL-W | Y7-293555 | 293555 | Top/Bottom-panel for Surface-Mounting Installation distribution board, blind, WxD=1200x249mm, white | EDB | xEnergy Basic | 188.6 | 1
| BP-TBP-1200-CE | Y7-293556 | 293556 | Top/Bottom-panel for Surface-Mounting Installation distribution board, with cut-out for cable entry, WxD=1200x249mm | EDB | xEnergy Basic | 138.9 | 1
| BP-TBP-1200-CE-W | Y7-293557 | 293557 | Top/Bottom-panel for Surface-Mounting Installation distribution board, with cut-out for cable entry, WxD=1200x249mm, white | EDB | xEnergy Basic | 184.8 | 1
| BP-TBP1-400-BL | Y7-144689 | 144689 | Top or bottom panel for surface-mounted service distribution boards, blind, WxD = 400 x 249 mm | EDB | xEnergy Basic | 53.2 | 1
| BP-TBP1-400-BL-W | Y7-144709 | 144709 | Top or bottom panel for surface-mounted service distribution boards, blind, WxD = 400 x 249 mm, white | EDB | xEnergy Basic | 53.2 | 1
| BP-TBP1-400-CE | Y7-144704 | 144704 | Top or bottom panel for surface-mounted service distribution boards with opening for cable entry, W x D = 400 x 249 mm | EDB | xEnergy Basic | 49.94 | 1
| BP-TBP1-400-CE-W | Y7-144714 | 144714 | Top or bottom panel for surface-mounted service distribution boards with opening for cable entry, W x D = 400 x 249 mm, white | EDB | xEnergy Basic | 53.4 | 1
| BP-TBP1-400-F3A-IP31 | Y7-194526 | 194526 | Top panel (closed) for IP31 upgrade | EDB | xEnergy Basic | 96.8 | 1
| BP-TBP1-400-F3A-IP31-W | Y7-194531 | 194531 | Top panel (closed) for IP31 upgrade | EDB | xEnergy Basic | 101.3 | 1
| BP-TBP1-600-BL | Y7-144700 | 144700 | Top or bottom panel for surface-mounted service distribution boards, blind, WxD = 600 x 249 mm | EDB | xEnergy Basic | 43.74 | 1
| BP-TBP1-600-BL-W | Y7-144710 | 144710 | Top or bottom panel for surface-mounted service distribution boards, blind, WxD = 600 x 249 mm, white | EDB | xEnergy Basic | 64.6 | 1
| BP-TBP1-600-CE | Y7-144705 | 144705 | Top or bottom panel for surface-mounted service distribution boards with opening for cable entry, W x D = 600 x 249 mm | EDB | xEnergy Basic | 41.37 | 1
| BP-TBP1-600-CE-W | Y7-144715 | 144715 | Top or bottom panel for surface-mounted service distribution boards with opening for cable entry, W x D = 600 x 249 mm, white | EDB | xEnergy Basic | 58.2 | 1
| BP-TBP1-600-F3A-IP31 | Y7-194527 | 194527 | Top panel (closed) for IP31 upgrade | EDB | xEnergy Basic | 101.5 | 1
| BP-TBP1-600-F3A-IP31-W | Y7-194532 | 194532 | Top panel (closed) for IP31 upgrade | EDB | xEnergy Basic | 137.6 | 1
| BP-TBP1-800-BL | Y7-144701 | 144701 | Top or bottom panel for surface-mounted service distribution boards, blind, WxD = 800 x 249 mm | EDB | xEnergy Basic | 52.5 | 1
| BP-TBP1-800-BL-W | Y7-144711 | 144711 | Top or bottom panel for surface-mounted service distribution boards, blind, WxD = 800 x 249 mm, white | EDB | xEnergy Basic | 71.1 | 1
| BP-TBP1-800-CE | Y7-144706 | 144706 | Top or bottom panel for surface-mounted service distribution boards with opening for cable entry, W x D = 800 x 249 mm | EDB | xEnergy Basic | 48.97 | 1
| BP-TBP1-800-CE-W | Y7-144716 | 144716 | Top or bottom panel for surface-mounted service distribution boards with opening for cable entry, W x D = 800 x 249 mm, white | EDB | xEnergy Basic | 67 | 1
| BP-TBP1-800-F3A-IP31 | Y7-194528 | 194528 | Top panel (closed) for IP31 upgrade | EDB | xEnergy Basic | 131.1 | 1
| BP-TBP1-800-F3A-IP31-W | Y7-194533 | 194533 | Top panel (closed) for IP31 upgrade | EDB | xEnergy Basic | 166.8 | 1
| BP-TBP-400-BL | Y7-286698 | 286698 | Top/Bottom-panel for Surface-Mounting Installation distribution board, blind, WxD=400x249mm | EDB | xEnergy Basic | 64.2 | 1
| BP-TBP-400-BL-W | Y7-292420 | 292420 | Top/Bottom-panel for Surface-Mounting Installation distribution board, blind, WxD=400x249mm, white | EDB | xEnergy Basic | 99 | 1
| BP-TBP-400-CE | Y7-286699 | 286699 | Top/Bottom-panel for Surface-Mounting Installation distribution board, with cut-out for cable entry, WxD=400x249mm | EDB | xEnergy Basic | 68.1 | 1
| BP-TBP-400-CE-W | Y7-292421 | 292421 | Top/Bottom-panel for Surface-Mounting Installation distribution board, with cut-out for cable entry, WxD=400x249mm, white | EDB | xEnergy Basic | 99 | 1
| BP-TBP-600-BL | Y7-286700 | 286700 | Top/Bottom-panel for Surface-Mounting Installation distribution board, blind, WxD=600x249mm | EDB | xEnergy Basic | 82.8 | 1
| BP-TBP-600-BL-W | Y7-292422 | 292422 | Top/Bottom-panel for Surface-Mounting Installation distribution board, blind, WxD=600x249mm, white | EDB | xEnergy Basic | 121.8 | 1
| BP-TBP-600-CE | Y7-286701 | 286701 | Top/Bottom-panel for Surface-Mounting Installation distribution board, with cut-out for cable entry, WxD=600x249mm | EDB | xEnergy Basic | 79.1 | 1
| BP-TBP-600-CE-W | Y7-292423 | 292423 | Top/Bottom-panel for Surface-Mounting Installation distribution board, with cut-out for cable entry, WxD=600x249mm, white | EDB | xEnergy Basic | 109.7 | 1
| BP-TBP-800-BL | Y7-286702 | 286702 | Top/Bottom-panel for Surface-Mounting Installation distribution board, blind, WxD=800x249mm | EDB | xEnergy Basic | 99.7 | 1
| BP-TBP-800-BL-W | Y7-292424 | 292424 | Top/Bottom-panel for Surface-Mounting Installation distribution board, blind, WxD=800x249mm, white | EDB | xEnergy Basic | 135.7 | 1
| BP-TBP-800-CE | Y7-286703 | 286703 | Top/Bottom-panel for Surface-Mounting Installation distribution board, with cut-out for cable entry, WxD=800x249mm | EDB | xEnergy Basic | 92.8 | 1
| BP-TBP-800-CE-W | Y7-292425 | 292425 | Top/Bottom-panel for Surface-Mounting Installation distribution board, with cut-out for cable entry, WxD=800x249mm, white | EDB | xEnergy Basic | 127 | 1
| BP-U-3S-1000/10 | Y7-111170 | 111170 | Flush-mounting door frame with sheet steel door and three-point turn-lock for 3-component system, W = 1000 mm, H = 1060 mm | EDB | xEnergy Basic | 358.4 | 1
| BP-U-3S-1000/10-EW | Y7-116587 | 116587 | 3-step flush-mounting door frame with sheet steel door and rotary door handle, fireproof, W1000mm H1060mm | EDB | xEnergy Basic | 469.8 | 1
| BP-U-3S-1000/10-EW-W | Y7-116609 | 116609 | 3-step flush-mounting door frame with sheet steel door and rotary door handle, fireproof, W1000mm H1060mm, white | EDB | xEnergy Basic | 494.6 | 1
| BP-U-3S-1000/10-P | Y7-119106 | 119106 | Flush-mounting trim ring with sheet steel door and locking rotary lever for 3-component system, W = 1000 mm, H = 1060 mm | EDB | xEnergy Basic | 423.6 | 1
| BP-U-3S-1000/10-P-W | Y7-119124 | 119124 | Flush-mounting trim ring with sheet steel door and locking rotary lever for 3-component system, W = 1000 mm, H = 1060 mm, white | EDB | xEnergy Basic | 446.8 | 1
| BP-U-3S-1000/10-W | Y7-111204 | 111204 | Flush-mounting door frame with sheet steel door and three-point turn-lock for 3-component system, W = 1000 mm, H = 1060 mm, white | EDB | xEnergy Basic | 383.3 | 1
| BP-U-3S-1000/12 | Y7-111171 | 111171 | Flush-mounting door frame with sheet steel door and three-point turn-lock for 3-component system, W = 1000 mm, H = 1260 mm | EDB | xEnergy Basic | 316.8 | 1
| BP-U-3S-1000/12-EW | Y7-116588 | 116588 | 3-step flush-mounting door frame with sheet steel door and rotary door handle, fireproof, W1000mm H1260mm | EDB | xEnergy Basic | 529 | 1
| BP-U-3S-1000/12-EW-W | Y7-116610 | 116610 | 3-step flush-mounting door frame with sheet steel door and rotary door handle, fireproof, W1000mm H1260mm, white | EDB | xEnergy Basic | 557 | 1
| BP-U-3S-1000/12-P | Y7-119107 | 119107 | Flush-mounting trim ring with sheet steel door and locking rotary lever for 3-component system, W = 1000 mm, H = 1260 mm | EDB | xEnergy Basic | 452.2 | 1
| BP-U-3S-1000/12-P-W | Y7-119125 | 119125 | Flush-mounting trim ring with sheet steel door and locking rotary lever for 3-component system, W = 1000 mm, H = 1260 mm, white | EDB | xEnergy Basic | 481.1 | 1
| BP-U-3S-1000/12-W | Y7-111205 | 111205 | Flush-mounting door frame with sheet steel door and three-point turn-lock for 3-component system, W = 1000 mm, H = 1260 mm, white | EDB | xEnergy Basic | 425.7 | 1
| BP-U-3S-1000/15 | Y7-111172 | 111172 | Flush-mounting door frame with sheet steel door and three-point turn-lock for 3-component system, W = 1000 mm, H = 1560 mm | EDB | xEnergy Basic | 349.5 | 1
| BP-U-3S-1000/15-EW | Y7-116589 | 116589 | 3-step flush-mounting door frame with sheet steel door and rotary door handle, fireproof, W1000mm H1560mm | EDB | xEnergy Basic | 608 | 1
| BP-U-3S-1000/15-EW-W | Y7-116611 | 116611 | 3-step flush-mounting door frame with sheet steel door and rotary door handle, fireproof, W1000mm H1560mm, white | EDB | xEnergy Basic | 642 | 1
| BP-U-3S-1000/15-P | Y7-119108 | 119108 | Flush-mounting trim ring with sheet steel door and locking rotary lever for 3-component system, W = 1000 mm, H = 1560 mm | EDB | xEnergy Basic | 525 | 1
| BP-U-3S-1000/15-P-W | Y7-119126 | 119126 | Flush-mounting trim ring with sheet steel door and locking rotary lever for 3-component system, W = 1000 mm, H = 1560 mm, white | EDB | xEnergy Basic | 558 | 1
| BP-U-3S-1000/15-W | Y7-111206 | 111206 | Flush-mounting door frame with sheet steel door and three-point turn-lock for 3-component system, W = 1000 mm, H = 1560 mm, white | EDB | xEnergy Basic | 502 | 1
| BP-U-3S-1000/17 | Y7-111173 | 111173 | Flush-mounting door frame with sheet steel door and three-point turn-lock for 3-component system, W = 1000 mm, H = 1760 mm | EDB | xEnergy Basic | 398.8 | 1
| BP-U-3S-1000/17-EW | Y7-116590 | 116590 | 3-step flush-mounting door frame with sheet steel door and rotary door handle, fireproof, W1000mm H1760mm | EDB | xEnergy Basic | 685 | 1
| BP-U-3S-1000/17-EW-W | Y7-116612 | 116612 | 3-step flush-mounting door frame with sheet steel door and rotary door handle, fireproof, W1000mm H1760mm, white | EDB | xEnergy Basic | 713 | 1
| BP-U-3S-1000/17-P | Y7-111175 | 111175 | Flush-mounting door frame with sheet steel door and locking rotary lever for 3-component system, W = 1000 mm, H = 1760 mm | EDB | xEnergy Basic | 614 | 1
| BP-U-3S-1000/17-P-W | Y7-111209 | 111209 | Flush-mounting door frame with sheet steel door and locking rotary lever for 3-component system, W = 1000 mm, H = 1760 mm, white | EDB | xEnergy Basic | 652 | 1
| BP-U-3S-1000/17-W | Y7-111207 | 111207 | Flush-mounting door frame with sheet steel door and three-point turn-lock for 3-component system, W = 1000 mm, H = 1760 mm, white | EDB | xEnergy Basic | 566 | 1
| BP-U-3S-1000/20 | Y7-111174 | 111174 | Flush-mounting door frame with sheet steel door and three-point turn-lock for 3-component system, W = 1000 mm, H = 2060 mm | EDB | xEnergy Basic | 421.7 | 1
| BP-U-3S-1000/20-EW | Y7-116591 | 116591 | 3-step flush-mounting door frame with sheet steel door and rotary door handle, fireproof, W1000mm H2060mm | EDB | xEnergy Basic | 730 | 1
| BP-U-3S-1000/20-EW-W | Y7-116613 | 116613 | 3-step flush-mounting door frame with sheet steel door and rotary door handle, fireproof, W1000mm H2060mm, white | EDB | xEnergy Basic | 775 | 1
| BP-U-3S-1000/20-P | Y7-111176 | 111176 | Flush-mounting door frame with sheet steel door and locking rotary lever for 3-component system, W = 1000 mm, H = 2060 mm | EDB | xEnergy Basic | 702 | 1
| BP-U-3S-1000/20-P-W | Y7-111210 | 111210 | Flush-mounting door frame with sheet steel door and locking rotary lever for 3-component system, W = 1000 mm, H = 2060 mm, white | EDB | xEnergy Basic | 732 | 1
| BP-U-3S-1000/20-W | Y7-111208 | 111208 | Flush-mounting door frame with sheet steel door and three-point turn-lock for 3-component system, W = 1000 mm, H = 2060 mm, white | EDB | xEnergy Basic | 648 | 1
| BP-U-3S-1200/12 | Y7-111177 | 111177 | Flush-mounting door frame with sheet steel door and three-point turn-lock for 3-component system, W = 1200 mm, H = 1260 mm | EDB | xEnergy Basic | 444.5 | 1
| BP-U-3S-1200/12-P | Y7-119109 | 119109 | Flush-mounting trim ring with sheet steel door and locking rotary lever for 3-component system, W = 1200 mm, H = 1260 mm | EDB | xEnergy Basic | 525 | 1
| BP-U-3S-1200/12-P-W | Y7-119127 | 119127 | Flush-mounting trim ring with sheet steel door and locking rotary lever for 3-component system, W = 1200 mm, H = 1260 mm, white | EDB | xEnergy Basic | 525 | 1
| BP-U-3S-1200/12-W | Y7-111211 | 111211 | Flush-mounting door frame with sheet steel door and three-point turn-lock for 3-component system, W = 1200 mm, H = 1260 mm, white | EDB | xEnergy Basic | 466 | 1
| BP-U-3S-1200/15 | Y7-111178 | 111178 | Flush-mounting door frame with sheet steel door and three-point turn-lock for 3-component system, W = 1200 mm, H = 1560 mm | EDB | xEnergy Basic | 513 | 1
| BP-U-3S-1200/15-P | Y7-119110 | 119110 | Flush-mounting trim ring with sheet steel door and locking rotary lever for 3-component system, W = 1200 mm, H = 1560 mm | EDB | xEnergy Basic | 572 | 1
| BP-U-3S-1200/15-P-W | Y7-119128 | 119128 | Flush-mounting trim ring with sheet steel door and locking rotary lever for 3-component system, W = 1200 mm, H = 1560 mm, white | EDB | xEnergy Basic | 603 | 1
| BP-U-3S-1200/15-W | Y7-111212 | 111212 | Flush-mounting door frame with sheet steel door and three-point turn-lock for 3-component system, W = 1200 mm, H = 1560 mm, white | EDB | xEnergy Basic | 550 | 1
| BP-U-3S-1200/17 | Y7-111179 | 111179 | Flush-mounting door frame with sheet steel door and three-point turn-lock for 3-component system, W = 1200 mm, H = 1760 mm | EDB | xEnergy Basic | 579 | 1
| BP-U-3S-1200/17-P | Y7-111181 | 111181 | Flush-mounting door frame with sheet steel door and locking rotary lever for 3-component system, W = 1200 mm, H = 1760 mm | EDB | xEnergy Basic | 669 | 1
| BP-U-3S-1200/17-P-W | Y7-111215 | 111215 | Flush-mounting door frame with sheet steel door and locking rotary lever for 3-component system, W = 1200 mm, H = 1760 mm, white | EDB | xEnergy Basic | 708 | 1
| BP-U-3S-1200/17-W | Y7-111213 | 111213 | Flush-mounting door frame with sheet steel door and three-point turn-lock for 3-component system, W = 1200 mm, H = 1760 mm, white | EDB | xEnergy Basic | 618 | 1
| BP-U-3S-1200/20 | Y7-111180 | 111180 | Flush-mounting door frame with sheet steel door and three-point turn-lock for 3-component system, W = 1200 mm, H = 2060 mm | EDB | xEnergy Basic | 664 | 1
| BP-U-3S-1200/20-P | Y7-111182 | 111182 | Flush-mounting door frame with sheet steel door and locking rotary lever for 3-component system, W = 1200 mm, H = 2060 mm | EDB | xEnergy Basic | 756 | 1
| BP-U-3S-1200/20-P-W | Y7-111216 | 111216 | Flush-mounting door frame with sheet steel door and locking rotary lever for 3-component system, W = 1200 mm, H = 2060 mm, white | EDB | xEnergy Basic | 795 | 1
| BP-U-3S-1200/20-W | Y7-111214 | 111214 | Flush-mounting door frame with sheet steel door and three-point turn-lock for 3-component system, W = 1200 mm, H = 2060 mm, white | EDB | xEnergy Basic | 709 | 1
| BP-U-3S-400/10 | Y7-111151 | 111151 | Flush-mounting door frame with sheet steel door and three-point turn-lock for 3-component system, W = 400 mm, H = 1060 mm | EDB | xEnergy Basic | 158.4 | 1
| BP-U-3S-400/10-EW | Y7-116572 | 116572 | 3-step flush-mounting door frame with sheet steel door and rotary door handle, fireproof, W400mm H1060mm | EDB | xEnergy Basic | 279.1 | 1
| BP-U-3S-400/10-EW-W | Y7-116594 | 116594 | 3-step flush-mounting door frame with sheet steel door and rotary door handle, fireproof, W400mm H1060mm, white | EDB | xEnergy Basic | 287.2 | 1
| BP-U-3S-400/10-P | Y7-119095 | 119095 | Flush-mounting trim ring with sheet steel door and locking rotary lever for 3-component system, W = 400 mm, H = 1060 mm | EDB | xEnergy Basic | 288.5 | 1
| BP-U-3S-400/10-P-W | Y7-119113 | 119113 | Flush-mounting trim ring with sheet steel door and locking rotary lever for 3-component system, W = 400 mm, H = 1060 mm, white | EDB | xEnergy Basic | 296.4 | 1
| BP-U-3S-400/10-W | Y7-111185 | 111185 | Flush-mounting door frame with sheet steel door and three-point turn-lock for 3-component system, W = 400 mm, H = 1060 mm, white | EDB | xEnergy Basic | 237 | 1
| BP-U-3S-400/12 | Y7-111152 | 111152 | Flush-mounting door frame with sheet steel door and three-point turn-lock for 3-component system, W = 400 mm, H = 1260 mm | EDB | xEnergy Basic | 250.2 | 1
| BP-U-3S-400/12-EW | Y7-116573 | 116573 | 3-step flush-mounting door frame with sheet steel door and rotary door handle, fireproof, W400mm H1260mm | EDB | xEnergy Basic | 319.8 | 1
| BP-U-3S-400/12-EW-W | Y7-116595 | 116595 | 3-step flush-mounting door frame with sheet steel door and rotary door handle, fireproof, W400mm H1260mm, white | EDB | xEnergy Basic | 333.7 | 1
| BP-U-3S-400/12-P | Y7-119096 | 119096 | Flush-mounting trim ring with sheet steel door and locking rotary lever for 3-component system, W = 400 mm, H = 1260 mm | EDB | xEnergy Basic | 308.1 | 1
| BP-U-3S-400/12-P-W | Y7-119114 | 119114 | Flush-mounting trim ring with sheet steel door and locking rotary lever for 3-component system, W = 400 mm, H = 1260 mm, white | EDB | xEnergy Basic | 321.1 | 1
| BP-U-3S-400/12-W | Y7-111186 | 111186 | Flush-mounting door frame with sheet steel door and three-point turn-lock for 3-component system, W = 400 mm, H = 1260 mm, white | EDB | xEnergy Basic | 262.9 | 1
| BP-U-3S-400/4 | Y7-111149 | 111149 | Flush-mounting door frame with sheet steel door and three-point turn-lock for 3-component system, W = 400 mm, H = 460 mm | EDB | xEnergy Basic | 185.9 | 1
| BP-U-3S-400/4-EW | Y7-116570 | 116570 | 3-step flush-mounting door frame with sheet steel door and rotary door handle, fireproof, W400mm H460mm | EDB | xEnergy Basic | 212.6 | 1
| BP-U-3S-400/4-EW-W | Y7-116592 | 116592 | 3-step flush-mounting door frame with sheet steel door and rotary door handle, fireproof, W400mm H460mm, white | EDB | xEnergy Basic | 218.6 | 1
| BP-U-3S-400/4-P | Y7-119093 | 119093 | Flush-mounting trim ring with sheet steel door and locking rotary lever for 3-component system, W = 400 mm, H = 460 mm | EDB | xEnergy Basic | 244.8 | 1
| BP-U-3S-400/4-P-W | Y7-119111 | 119111 | Flush-mounting trim ring with sheet steel door and locking rotary lever for 3-component system, W = 400 mm, H = 460 mm, white | EDB | xEnergy Basic | 250.2 | 1
| BP-U-3S-400/4-W | Y7-111183 | 111183 | Flush-mounting door frame with sheet steel door and three-point turn-lock for 3-component system, W = 400 mm, H = 460 mm, white | EDB | xEnergy Basic | 192.1 | 1
| BP-U-3S-400/7 | Y7-111150 | 111150 | Flush-mounting door frame with sheet steel door and three-point turn-lock for 3-component system, W = 400 mm, H = 760 mm | EDB | xEnergy Basic | 142.8 | 1
| BP-U-3S-400/7-EW | Y7-116571 | 116571 | 3-step flush-mounting door frame with sheet steel door and rotary door handle, fireproof, W400mm H760mm | EDB | xEnergy Basic | 232.9 | 1
| BP-U-3S-400/7-EW-W | Y7-116593 | 116593 | 3-step flush-mounting door frame with sheet steel door and rotary door handle, fireproof, W400mm H760mm, white | EDB | xEnergy Basic | 239.6 | 1
| BP-U-3S-400/7-P | Y7-119094 | 119094 | Flush-mounting trim ring with sheet steel door and locking rotary lever for 3-component system, W = 400 mm, H = 760 mm | EDB | xEnergy Basic | 260.3 | 1
| BP-U-3S-400/7-P-W | Y7-119112 | 119112 | Flush-mounting trim ring with sheet steel door and locking rotary lever for 3-component system, W = 400 mm, H = 760 mm, white | EDB | xEnergy Basic | 268.9 | 1
| BP-U-3S-400/7-W | Y7-111184 | 111184 | Flush-mounting door frame with sheet steel door and three-point turn-lock for 3-component system, W = 400 mm, H = 760 mm, white | EDB | xEnergy Basic | 206.3 | 1
| BP-U-3S-600/10 | Y7-111155 | 111155 | Flush-mounting door frame with sheet steel door and three-point turn-lock for 3-component system, W = 600 mm, H = 1060 mm | EDB | xEnergy Basic | 190.3 | 1
| BP-U-3S-600/10-EW | Y7-116576 | 116576 | 3-step flush-mounting door frame with sheet steel door and rotary door handle, fireproof, W600mm H1060mm | EDB | xEnergy Basic | 314.5 | 1
| BP-U-3S-600/10-EW-W | Y7-116598 | 116598 | 3-step flush-mounting door frame with sheet steel door and rotary door handle, fireproof, W600mm H1060mm, white | EDB | xEnergy Basic | 328.8 | 1
| BP-U-3S-600/10-P | Y7-119099 | 119099 | Flush-mounting trim ring with sheet steel door and locking rotary lever for 3-component system, W = 600 mm, H = 1060 mm | EDB | xEnergy Basic | 322.6 | 1
| BP-U-3S-600/10-P-W | Y7-119117 | 119117 | Flush-mounting trim ring with sheet steel door and locking rotary lever for 3-component system, W = 600 mm, H = 1060 mm, white | EDB | xEnergy Basic | 337.1 | 1
| BP-U-3S-600/10-W | Y7-111189 | 111189 | Flush-mounting door frame with sheet steel door and three-point turn-lock for 3-component system, W = 600 mm, H = 1060 mm, white | EDB | xEnergy Basic | 274.2 | 1
| BP-U-3S-600/12 | Y7-111156 | 111156 | Flush-mounting door frame with sheet steel door and three-point turn-lock for 3-component system, W = 600 mm, H = 1260 mm | EDB | xEnergy Basic | 205.4 | 1
| BP-U-3S-600/12-EW | Y7-116577 | 116577 | 3-step flush-mounting door frame with sheet steel door and rotary door handle, fireproof, W600mm H1260mm | EDB | xEnergy Basic | 378.1 | 1
| BP-U-3S-600/12-EW-W | Y7-116599 | 116599 | 3-step flush-mounting door frame with sheet steel door and rotary door handle, fireproof, W600mm H1260mm, white | EDB | xEnergy Basic | 376.9 | 1
| BP-U-3S-600/12-P | Y7-119100 | 119100 | Flush-mounting trim ring with sheet steel door and locking rotary lever for 3-component system, W = 600 mm, H = 1260 mm | EDB | xEnergy Basic | 345.5 | 1
| BP-U-3S-600/12-P-W | Y7-119118 | 119118 | Flush-mounting trim ring with sheet steel door and locking rotary lever for 3-component system, W = 600 mm, H = 1260 mm, white | EDB | xEnergy Basic | 358.5 | 1
| BP-U-3S-600/12-W | Y7-111190 | 111190 | Flush-mounting door frame with sheet steel door and three-point turn-lock for 3-component system, W = 600 mm, H = 1260 mm, white | EDB | xEnergy Basic | 303.4 | 1
| BP-U-3S-600/15 | Y7-111157 | 111157 | Flush-mounting door frame with sheet steel door and three-point turn-lock for 3-component system, W = 600 mm, H = 1560 mm | EDB | xEnergy Basic | 225.6 | 1
| BP-U-3S-600/15-EW | Y7-116578 | 116578 | 3-step flush-mounting door frame with sheet steel door and rotary door handle, fireproof, W600mm H1560mm | EDB | xEnergy Basic | 412 | 1
| BP-U-3S-600/15-EW-W | Y7-116600 | 116600 | 3-step flush-mounting door frame with sheet steel door and rotary door handle, fireproof, W600mm H1560mm, white | EDB | xEnergy Basic | 433.3 | 1
| BP-U-3S-600/15-P | Y7-119101 | 119101 | Flush-mounting trim ring with sheet steel door and locking rotary lever for 3-component system, W = 600 mm, H = 1560 mm | EDB | xEnergy Basic | 391 | 1
| BP-U-3S-600/15-P-W | Y7-119119 | 119119 | Flush-mounting trim ring with sheet steel door and locking rotary lever for 3-component system, W = 600 mm, H = 1560 mm, white | EDB | xEnergy Basic | 410.2 | 1
| BP-U-3S-600/15-W | Y7-111191 | 111191 | Flush-mounting door frame with sheet steel door and three-point turn-lock for 3-component system, W = 600 mm, H = 1560 mm, white | EDB | xEnergy Basic | 356.6 | 1
| BP-U-3S-600/17 | Y7-111158 | 111158 | Flush-mounting door frame with sheet steel door and three-point turn-lock for 3-component system, W = 600 mm, H = 1760 mm | EDB | xEnergy Basic | 388.8 | 1
| BP-U-3S-600/17-EW | Y7-116579 | 116579 | 3-step flush-mounting door frame with sheet steel door and rotary door handle, fireproof, W600mm H1760mm | EDB | xEnergy Basic | 475 | 1
| BP-U-3S-600/17-EW-W | Y7-116601 | 116601 | 3-step flush-mounting door frame with sheet steel door and rotary door handle, fireproof, W600mm H1760mm, white | EDB | xEnergy Basic | 496.5 | 1
| BP-U-3S-600/17-P | Y7-111160 | 111160 | Flush-mounting door frame with sheet steel door and locking rotary lever for 3-component system, W = 600 mm, H = 1760 mm | EDB | xEnergy Basic | 469.8 | 1
| BP-U-3S-600/17-P-W | Y7-111194 | 111194 | Flush-mounting door frame with sheet steel door and locking rotary lever for 3-component system, W = 600 mm, H = 1760 mm, white | EDB | xEnergy Basic | 490.9 | 1
| BP-U-3S-600/17-W | Y7-111192 | 111192 | Flush-mounting door frame with sheet steel door and three-point turn-lock for 3-component system, W = 600 mm, H = 1760 mm, white | EDB | xEnergy Basic | 404.4 | 1
| BP-U-3S-600/20 | Y7-111159 | 111159 | Flush-mounting door frame with sheet steel door and three-point turn-lock for 3-component system, W = 600 mm, H = 2060 mm | EDB | xEnergy Basic | 429.6 | 1
| BP-U-3S-600/20-EW | Y7-116580 | 116580 | 3-step flush-mounting door frame with sheet steel door and rotary door handle, fireproof, W600mm H2060mm | EDB | xEnergy Basic | 510 | 1
| BP-U-3S-600/20-EW-W | Y7-116602 | 116602 | 3-step flush-mounting door frame with sheet steel door and rotary door handle, fireproof, W600mm H2060mm, white | EDB | xEnergy Basic | 541 | 1
| BP-U-3S-600/20-P | Y7-111161 | 111161 | Flush-mounting door frame with sheet steel door and locking rotary lever for 3-component system, W = 600 mm, H = 2060 mm | EDB | xEnergy Basic | 523 | 1
| BP-U-3S-600/20-P-W | Y7-111195 | 111195 | Flush-mounting door frame with sheet steel door and locking rotary lever for 3-component system, W = 600 mm, H = 2060 mm, white | EDB | xEnergy Basic | 545 | 1
| BP-U-3S-600/20-W | Y7-111193 | 111193 | Flush-mounting door frame with sheet steel door and three-point turn-lock for 3-component system, W = 600 mm, H = 2060 mm, white | EDB | xEnergy Basic | 456.3 | 1
| BP-U-3S-600/4 | Y7-111153 | 111153 | Flush-mounting door frame with sheet steel door and three-point turn-lock for 3-component system, W = 600 mm, H = 460 mm | EDB | xEnergy Basic | 200.3 | 1
| BP-U-3S-600/4-EW | Y7-116574 | 116574 | 3-step flush-mounting door frame with sheet steel door and rotary door handle, fireproof, W600mm H460mm | EDB | xEnergy Basic | 226.7 | 1
| BP-U-3S-600/4-EW-W | Y7-116596 | 116596 | 3-step flush-mounting door frame with sheet steel door and rotary door handle, fireproof, W600mm H460mm, white | EDB | xEnergy Basic | 234.6 | 1
| BP-U-3S-600/4-P | Y7-119097 | 119097 | Flush-mounting trim ring with sheet steel door and locking rotary lever for 3-component system, W = 600 mm, H = 460 mm | EDB | xEnergy Basic | 258.9 | 1
| BP-U-3S-600/4-P-W | Y7-119115 | 119115 | Flush-mounting trim ring with sheet steel door and locking rotary lever for 3-component system, W = 600 mm, H = 460 mm, white | EDB | xEnergy Basic | 266.2 | 1
| BP-U-3S-600/4-W | Y7-111187 | 111187 | Flush-mounting door frame with sheet steel door and three-point turn-lock for 3-component system, W = 600 mm, H = 460 mm, white | EDB | xEnergy Basic | 204.9 | 1
| BP-U-3S-600/7 | Y7-111154 | 111154 | Flush-mounting door frame with sheet steel door and three-point turn-lock for 3-component system, W = 600 mm, H = 760 mm | EDB | xEnergy Basic | 160.7 | 1
| BP-U-3S-600/7-EW | Y7-116575 | 116575 | 3-step flush-mounting door frame with sheet steel door and rotary door handle, fireproof, W600mm H760mm | EDB | xEnergy Basic | 258.9 | 1
| BP-U-3S-600/7-EW-W | Y7-116597 | 116597 | 3-step flush-mounting door frame with sheet steel door and rotary door handle, fireproof, W600mm H760mm, white | EDB | xEnergy Basic | 274.4 | 1
| BP-U-3S-600/7-P | Y7-119098 | 119098 | Flush-mounting trim ring with sheet steel door and locking rotary lever for 3-component system, W = 600 mm, H = 760 mm | EDB | xEnergy Basic | 287.2 | 1
| BP-U-3S-600/7-P-W | Y7-119116 | 119116 | Flush-mounting trim ring with sheet steel door and locking rotary lever for 3-component system, W = 600 mm, H = 760 mm, white | EDB | xEnergy Basic | 293.7 | 1
| BP-U-3S-600/7-W | Y7-111188 | 111188 | Flush-mounting door frame with sheet steel door and three-point turn-lock for 3-component system, W = 600 mm, H = 760 mm, white | EDB | xEnergy Basic | 236.8 | 1
| BP-U-3S-800/10 | Y7-111163 | 111163 | Flush-mounting door frame with sheet steel door and three-point turn-lock for 3-component system, W = 800 mm, H = 1060 mm | EDB | xEnergy Basic | 216.1 | 1
| BP-U-3S-800/10-EW | Y7-116582 | 116582 | 3-step flush-mounting door frame with sheet steel door and rotary door handle, fireproof, W800mm H1060mm | EDB | xEnergy Basic | 335.9 | 1
| BP-U-3S-800/10-EW-W | Y7-116604 | 116604 | 3-step flush-mounting door frame with sheet steel door and rotary door handle, fireproof, W800mm H1060mm, white | EDB | xEnergy Basic | 355.1 | 1
| BP-U-3S-800/10-P | Y7-119103 | 119103 | Flush-mounting trim ring with sheet steel door and locking rotary lever for 3-component system, W = 800 mm, H = 1060 mm | EDB | xEnergy Basic | 336.7 | 1
| BP-U-3S-800/10-P-W | Y7-119121 | 119121 | Flush-mounting trim ring with sheet steel door and locking rotary lever for 3-component system, W = 800 mm, H = 1060 mm, white | EDB | xEnergy Basic | 355.7 | 1
| BP-U-3S-800/10-W | Y7-111197 | 111197 | Flush-mounting door frame with sheet steel door and three-point turn-lock for 3-component system, W = 800 mm, H = 1060 mm, white | EDB | xEnergy Basic | 299.5 | 1
| BP-U-3S-800/12 | Y7-111164 | 111164 | Flush-mounting door frame with sheet steel door and three-point turn-lock for 3-component system, W = 800 mm, H = 1260 mm | EDB | xEnergy Basic | 237 | 1
| BP-U-3S-800/12-EW | Y7-116583 | 116583 | 3-step flush-mounting door frame with sheet steel door and rotary door handle, fireproof, W800mm H1260mm | EDB | xEnergy Basic | 387.2 | 1
| BP-U-3S-800/12-EW-W | Y7-116605 | 116605 | 3-step flush-mounting door frame with sheet steel door and rotary door handle, fireproof, W800mm H1260mm, white | EDB | xEnergy Basic | 412 | 1
| BP-U-3S-800/12-P | Y7-119104 | 119104 | Flush-mounting trim ring with sheet steel door and locking rotary lever for 3-component system, W = 800 mm, H = 1260 mm | EDB | xEnergy Basic | 370 | 1
| BP-U-3S-800/12-P-W | Y7-119122 | 119122 | Flush-mounting trim ring with sheet steel door and locking rotary lever for 3-component system, W = 800 mm, H = 1260 mm, white | EDB | xEnergy Basic | 388.8 | 1
| BP-U-3S-800/12-W | Y7-111198 | 111198 | Flush-mounting door frame with sheet steel door and three-point turn-lock for 3-component system, W = 800 mm, H = 1260 mm, white | EDB | xEnergy Basic | 337.1 | 1
| BP-U-3S-800/15 | Y7-111165 | 111165 | Flush-mounting door frame with sheet steel door and three-point turn-lock for 3-component system, W = 800 mm, H = 1560 mm | EDB | xEnergy Basic | 279.7 | 1
| BP-U-3S-800/15-EW | Y7-116584 | 116584 | 3-step flush-mounting door frame with sheet steel door and rotary door handle, fireproof, W800mm H1560mm | EDB | xEnergy Basic | 450.3 | 1
| BP-U-3S-800/15-EW-W | Y7-116606 | 116606 | 3-step flush-mounting door frame with sheet steel door and rotary door handle, fireproof, W800mm H1560mm, white | EDB | xEnergy Basic | 477.3 | 1
| BP-U-3S-800/15-P | Y7-119105 | 119105 | Flush-mounting trim ring with sheet steel door and locking rotary lever for 3-component system, W = 800 mm, H = 1560 mm | EDB | xEnergy Basic | 421.7 | 1
| BP-U-3S-800/15-P-W | Y7-119123 | 119123 | Flush-mounting trim ring with sheet steel door and locking rotary lever for 3-component system, W = 800 mm, H = 1560 mm, white | EDB | xEnergy Basic | 448.5 | 1
| BP-U-3S-800/15-W | Y7-111199 | 111199 | Flush-mounting door frame with sheet steel door and three-point turn-lock for 3-component system, W = 800 mm, H = 1560 mm, white | EDB | xEnergy Basic | 393.2 | 1
| BP-U-3S-800/17 | Y7-111166 | 111166 | Flush-mounting door frame with sheet steel door and three-point turn-lock for 3-component system, W = 800 mm, H = 1760 mm | EDB | xEnergy Basic | 318.8 | 1
| BP-U-3S-800/17-EW | Y7-116585 | 116585 | 3-step flush-mounting door frame with sheet steel door and rotary door handle, fireproof, W800mm H1760mm | EDB | xEnergy Basic | 512 | 1
| BP-U-3S-800/17-EW-W | Y7-116607 | 116607 | 3-step flush-mounting door frame with sheet steel door and rotary door handle, fireproof, W800mm H1760mm, white | EDB | xEnergy Basic | 545 | 1
| BP-U-3S-800/17-P | Y7-111168 | 111168 | Flush-mounting door frame with sheet steel door and locking rotary lever for 3-component system, W = 800 mm, H = 1760 mm | EDB | xEnergy Basic | 504 | 1
| BP-U-3S-800/17-P-W | Y7-111202 | 111202 | Flush-mounting door frame with sheet steel door and locking rotary lever for 3-component system, W = 800 mm, H = 1760 mm, white | EDB | xEnergy Basic | 535 | 1
| BP-U-3S-800/17-W | Y7-111200 | 111200 | Flush-mounting door frame with sheet steel door and three-point turn-lock for 3-component system, W = 800 mm, H = 1760 mm, white | EDB | xEnergy Basic | 446.8 | 1
| BP-U-3S-800/20 | Y7-111167 | 111167 | Flush-mounting door frame with sheet steel door and three-point turn-lock for 3-component system, W = 800 mm, H = 2060 mm | EDB | xEnergy Basic | 353.4 | 1
| BP-U-3S-800/20-EW | Y7-116586 | 116586 | 3-step flush-mounting door frame with sheet steel door and rotary door handle, fireproof, W800mm H2060mm | EDB | xEnergy Basic | 557 | 1
| BP-U-3S-800/20-EW-W | Y7-116608 | 116608 | 3-step flush-mounting door frame with sheet steel door and rotary door handle, fireproof, W800mm H2060mm, white | EDB | xEnergy Basic | 590 | 1
| BP-U-3S-800/20-P | Y7-111169 | 111169 | Flush-mounting door frame with sheet steel door and locking rotary lever for 3-component system, W = 800 mm, H = 2060 mm | EDB | xEnergy Basic | 554 | 1
| BP-U-3S-800/20-P-W | Y7-111203 | 111203 | Flush-mounting door frame with sheet steel door and locking rotary lever for 3-component system, W = 800 mm, H = 2060 mm, white | EDB | xEnergy Basic | 593 | 1
| BP-U-3S-800/20-W | Y7-111201 | 111201 | Flush-mounting door frame with sheet steel door and three-point turn-lock for 3-component system, W = 800 mm, H = 2060 mm, white | EDB | xEnergy Basic | 496.5 | 1
| BP-U-3S-800/7 | Y7-111162 | 111162 | Flush-mounting door frame with sheet steel door and three-point turn-lock for 3-component system, W = 800 mm, H = 760 mm | EDB | xEnergy Basic | 243.4 | 1
| BP-U-3S-800/7-EW | Y7-116581 | 116581 | 3-step flush-mounting door frame with sheet steel door and rotary door handle, fireproof, W800mm H760mm | EDB | xEnergy Basic | 280.4 | 1
| BP-U-3S-800/7-EW-W | Y7-116603 | 116603 | 3-step flush-mounting door frame with sheet steel door and rotary door handle, fireproof, W800mm H760mm, white | EDB | xEnergy Basic | 295.6 | 1
| BP-U-3S-800/7-P | Y7-119102 | 119102 | Flush-mounting trim ring with sheet steel door and locking rotary lever for 3-component system, W = 800 mm, H = 760 mm | EDB | xEnergy Basic | 301.8 | 1
| BP-U-3S-800/7-P-W | Y7-119120 | 119120 | Flush-mounting trim ring with sheet steel door and locking rotary lever for 3-component system, W = 800 mm, H = 760 mm, white | EDB | xEnergy Basic | 316.9 | 1
| BP-U-3S-800/7-W | Y7-111196 | 111196 | Flush-mounting door frame with sheet steel door and three-point turn-lock for 3-component system, W = 800 mm, H = 760 mm, white | EDB | xEnergy Basic | 258.9 | 1
| BP-U-3S-MES-1000/10-ST | Y7-143152 | 143152 | Installation Distribution Board steel sheet complete WxH=1000x1060mm | EDB | xEnergy Basic | 891 | 1
| BP-U-3S-MES-1000/12-ST | Y7-143155 | 143155 | Installation Distribution Board steel sheet complete WxH=1000x1260mm | EDB | xEnergy Basic | 895 | 1
| BP-U-3S-MES-1000/15-ST | Y7-143158 | 143158 | Installation Distribution Board steel sheet complete WxH=1000x1560mm | EDB | xEnergy Basic | 1081 | 1
| BP-U-3S-MES-1200/12-ST | Y7-143161 | 143161 | Installation Distribution Board steel sheet complete WxH=1200x1260mm | EDB | xEnergy Basic | 1105 | 1
| BP-U-3S-MES-1200/15-ST | Y7-143163 | 143163 | Installation Distribution Board steel sheet complete WxH=1200x1560mm | EDB | xEnergy Basic | 1347 | 1
| BP-U-3S-MES-400/10-ST | Y7-143124 | 143124 | Installation Distribution Board steel sheet complete WxH=400x1060mm | EDB | xEnergy Basic | 535 | 1
| BP-U-3S-MES-400/12-ST | Y7-143126 | 143126 | Installation Distribution Board steel sheet complete WxH=400x1260mm | EDB | xEnergy Basic | 675 | 1
| BP-U-3S-MES-400/7-ST | Y7-143122 | 143122 | Installation Distribution Board steel sheet complete WxH=400x760mm | EDB | xEnergy Basic | 446.8 | 1
| BP-U-3S-MES-600/10-ST | Y7-143134 | 143134 | Complete sheet steel service distribution board, W x H = 600 x 1060 mm | EDB | xEnergy Basic | 615 | 1
| BP-U-3S-MES-600/12-ST | Y7-143137 | 143137 | Installation Distribution Board steel sheet complete WxH=600x1260mm | EDB | xEnergy Basic | 679 | 1
| BP-U-3S-MES-600/15-ST | Y7-143140 | 143140 | Installation Distribution Board steel sheet complete WxH=600x1560mm | EDB | xEnergy Basic | 800 | 1
| BP-U-3S-MES-600/4-ST | Y7-143128 | 143128 | Installation Distribution Board steel sheet complete WxH=600x460mm | EDB | xEnergy Basic | 450.3 | 1
| BP-U-3S-MES-600/7-ST | Y7-143131 | 143131 | Complete sheet steel service distribution board, W x H = 600 x 760 mm | EDB | xEnergy Basic | 494.6 | 1
| BP-U-3S-MES-800/10-ST | Y7-143143 | 143143 | Installation Distribution Board steel sheet complete WxH=800x1060mm | EDB | xEnergy Basic | 688 | 1
| BP-U-3S-MES-800/12-ST | Y7-143146 | 143146 | Installation Distribution Board steel sheet complete WxH=800x1260mm | EDB | xEnergy Basic | 766 | 1
| BP-U-3S-MES-800/15-ST | Y7-143149 | 143149 | Installation Distribution Board steel sheet complete WxH=800x1560mm | EDB | xEnergy Basic | 928 | 1
| BP-VF-400/10 | Y7-125830 | 125830 | Outdoor distribution board 400/10 | EDB | xEnergy Basic | 753 | 1
| BP-VF-400/12 | Y7-125833 | 125833 | Outdoor distribution board 400/12 | EDB | xEnergy Basic | 825 | 1
| BP-VF-600/10 | Y7-125831 | 125831 | Outdoor distribution board 600/10 | EDB | xEnergy Basic | 938 | 1
| BP-VF-600/12 | Y7-125834 | 125834 | Outdoor distribution board 600/12 | EDB | xEnergy Basic | 1008 | 1
| BP-VF-800/10 | Y7-125832 | 125832 | Outdoor distribution board 800/10 | EDB | xEnergy Basic | 1052 | 1
| BP-VF-800/12 | Y7-125835 | 125835 | Outdoor distribution board 800/12 | EDB | xEnergy Basic | 1136 | 1
| BPZ-AC55-F | Y7-193653 | 193653 | Add-on connection kit for BPM-F in depth 400mm | EDB | xEnergy Basic | 26.74 | 1
| BPZ-AC55-O | Y7-193654 | 193654 | Add-on connection kit for BP-O-…-EP-W / BPM-O-…-P-EP-W | EDB | xEnergy Basic | 25.32 | 1
| BPZ-AS-1000 | Y7-119227 | 119227 | Partition W = 1000 mm | EDB | xEnergy Basic | 53.2 | 1
| BPZ-AS-1200 | Y7-119228 | 119228 | Partition W = 1200 mm | EDB | xEnergy Basic | 59.4 | 1
| BPZ-AS-400 | Y7-119224 | 119224 | Partition W = 400 mm | EDB | xEnergy Basic | 27.86 | 1
| BPZ-AS-600 | Y7-119225 | 119225 | Partition W = 600 mm | EDB | xEnergy Basic | 38.12 | 1
| BPZ-AS-800 | Y7-119226 | 119226 | Partition W = 800 mm | EDB | xEnergy Basic | 45.16 | 1
| BPZ-ASB/10 | Y7-120729 | 120729 | Partition for add-on board, H = 1000 mm | EDB | xEnergy Basic | 38.55 | 1
| BPZ-ASB/12 | Y7-120730 | 120730 | Partition for add-on board, H = 1200 mm | EDB | xEnergy Basic | 50.1 | 1
| BPZ-ASB/15 | Y7-120731 | 120731 | Partition for add-on board, H = 1500 mm | EDB | xEnergy Basic | 59.9 | 1
| BPZ-ASB/4 | Y7-120727 | 120727 | Partition for add-on board, H = 400 mm | EDB | xEnergy Basic | 23.62 | 1
| BPZ-ASB/7 | Y7-120728 | 120728 | Partition for add-on board, H = 700 mm | EDB | xEnergy Basic | 31.94 | 1
| BPZ-ASMF-1000 | Y7-120725 | 120725 | Partition for mounting on base frame, W = 1000 mm | EDB | xEnergy Basic | 38.55 | 1
| BPZ-ASMF-1200 | Y7-120726 | 120726 | Partition for mounting on base frame, W = 1200 mm | EDB | xEnergy Basic | 42.91 | 1
| BPZ-ASMF-200 | Y7-188221 | 188221 | Partition for mounting on base frame, W=200 mm (cable compartment) | EDB | xEnergy Basic | 23.63 | 1
| BPZ-ASMF-400 | Y7-120722 | 120722 | Partition for mounting on base frame, W = 400 mm | EDB | xEnergy Basic | 22.23 | 1
| BPZ-ASMF-600 | Y7-120723 | 120723 | Partition for mounting on base frame, W = 600 mm | EDB | xEnergy Basic | 28.55 | 1
| BPZ-ASMF-800 | Y7-120724 | 120724 | Partition for mounting on base frame, W = 800 mm | EDB | xEnergy Basic | 35.17 | 1
| BPZ-BB/T-15/5/1000 | Y7-289861 | 289861 | Rail with thread M6 | EDB | xEnergy Basic | 55.9 | 4
| BPZ-BB/T-15/5/2000 | Y7-289864 | 289864 | Rail with thread M6 | EDB | xEnergy Basic | 125.1 | 4
| BPZ-BB/T-20/5/1000 | Y7-289862 | 289862 | Rail with thread M6 | EDB | xEnergy Basic | 69.5 | 4
| BPZ-BB/T-20/5/2000 | Y7-289865 | 289865 | Rail with thread M6 | EDB | xEnergy Basic | 139 | 4
| BPZ-BB/T-30/10/1000 | Y7-289867 | 289867 | Rail with thread M8 | EDB | xEnergy Basic | 208.4 | 4
| BPZ-BB/T-30/5/2000 | Y7-179498 | 179498 | Busbar, 379A, LxWxH=2000x30x5mm with thread M6 | EDB | xEnergy Basic | 294.3 | 4
| BPZ-BB/T-32/5/1000 | Y7-289863 | 289863 | Rail with thread M6 | EDB | xEnergy Basic | 105.8 | 4
| BPZ-BBS-4/250 | Y7-289868 | 289868 | Busbar support 250A | EDB | xEnergy Basic | 33.64 | 10
| BPZ-BBS-4/630 | Y7-289869 | 289869 | Busbar support 630A | EDB | xEnergy Basic | 62.6 | 10
| BPZ-BR/BBS250/V-200 | Y7-173652 | 173652 | Mounting bracket for busbar support, 4 poles, 250A | EDB | xEnergy Basic | 25.32 | 1
| BPZ-BR/BBS630/V | Y7-104331 | 104331 | Mounting plate | EDB | xEnergy Basic | 25.07 | 1
| BPZ-BR/BBS630/V-400 | Y7-177325 | 177325 | Mounting bracket for busbar support, 4 poles, 250A and 630A | EDB | xEnergy Basic | 36.01 | 1
| BPZ-BR/DINR/V-200 | Y7-173651 | 173651 | Mounting elements for DIN-rail respectively DIN-rail kit | EDB | xEnergy Basic | 31.8 | 1
| BPZ-BR/KB24 | Y7-102477 | 102477 | Mounting element for 4-phase busbar | EDB | xEnergy Basic | 13.9 | 1
| BPZ-BR/SASY/H-1000 | Y7-108381 | 108381 | Mounting plate SASY WxH=1000x300mm | EDB | xEnergy Basic | 186.6 | 1
| BPZ-BR/SASY/H-1200 | Y7-108382 | 108382 | Mounting plate SASY WxH=1200x300mm | EDB | xEnergy Basic | 198 | 1
| BPZ-BR/SASY/H-400 | Y7-108378 | 108378 | Mounting plate SASY WxH=400x300mm | EDB | xEnergy Basic | 100.7 | 1
| BPZ-BR/SASY/H-600 | Y7-108379 | 108379 | Mounting plate SASY WxH=600x300mm | EDB | xEnergy Basic | 123.1 | 1
| BPZ-BR/SASY/H-800 | Y7-108380 | 108380 | Mounting plate SASY WxH=800x300mm | EDB | xEnergy Basic | 125.2 | 1
| BPZ-BR/SASY/MSW/H-1/1000 | Y7-153020 | 153020 | SASY IEC busbar support mounting kit for MSW configuration, 1 pole, W x H = 1000 x 100 mm | EDB | xEnergy Basic | 271.3 | 1
| BPZ-BR/SASY/MSW/H-1/1200 | Y7-153021 | 153021 | SASY IEC busbar support mounting kit for MSW configuration, 1 pole, W x H = 1200 x 100 mm | EDB | xEnergy Basic | 322.8 | 1
| BPZ-BR/SASY/MSW/H-1/400 | Y7-152837 | 152837 | SASY IEC busbar support mounting kit for MSW configuration, 1 pole, W x H = 400 x 100 mm | EDB | xEnergy Basic | 158.8 | 1
| BPZ-BR/SASY/MSW/H-1/600 | Y7-152838 | 152838 | SASY IEC busbar support mounting kit for MSW configuration, 1 pole, W x H = 600 x 100 mm | EDB | xEnergy Basic | 180.4 | 1
| BPZ-BR/SASY/MSW/H-1/800 | Y7-152839 | 152839 | SASY IEC busbar support mounting kit for MSW configuration, 1 pole, W x H = 800 x 100 mm | EDB | xEnergy Basic | 220.4 | 1
| BPZ-BR/SASY/MSW/H-2/1000 | Y7-120702 | 120702 | Mounting set IEC Busbar support SASY for MSW application 2 poles WxH=1000x200mm | EDB | xEnergy Basic | 490.9 | 1
| BPZ-BR/SASY/MSW/H-2/1200 | Y7-120703 | 120703 | Mounting set IEC Busbar support SASY for MSW application 2 poles WxH=1200x200mm | EDB | xEnergy Basic | 586 | 1
| BPZ-BR/SASY/MSW/H-2/400 | Y7-120699 | 120699 | Mounting set IEC Busbar support SASY for MSW application 2 poles WxH=400x200mm | EDB | xEnergy Basic | 275.3 | 1
| BPZ-BR/SASY/MSW/H-2/600 | Y7-120700 | 120700 | Mounting set IEC Busbar support SASY for MSW application 2 poles WxH=600x200mm | EDB | xEnergy Basic | 314.5 | 1
| BPZ-BR/SASY/MSW/H-2/800 | Y7-120701 | 120701 | Mounting set IEC Busbar support SASY for MSW application 2 poles WxH=800x200mm | EDB | xEnergy Basic | 376.9 | 1
| BPZ-BR/SASY/MSW/H-3/1000 | Y7-120707 | 120707 | Mounting set IEC Busbar support SASY for MSW application 3 poles WxH=1000x300mm | EDB | xEnergy Basic | 716 | 1
| BPZ-BR/SASY/MSW/H-3/1200 | Y7-120708 | 120708 | Mounting set IEC Busbar support SASY for MSW application 3 poles WxH=1200x300mm | EDB | xEnergy Basic | 812 | 1
| BPZ-BR/SASY/MSW/H-3/400 | Y7-120704 | 120704 | SASY IEC busbar support mounting kit for MSW configuration, 3 pole, W x H = 400 x 300 mm | EDB | xEnergy Basic | 385.2 | 1
| BPZ-BR/SASY/MSW/H-3/600 | Y7-120705 | 120705 | Mounting set IEC Busbar support SASY for MSW application 3 poles WxH=600x300mm | EDB | xEnergy Basic | 458.2 | 1
| BPZ-BR/SASY/MSW/H-3/800 | Y7-120706 | 120706 | Mounting set IEC Busbar support SASY for MSW application 3 poles WxH=800x300mm | EDB | xEnergy Basic | 529 | 1
| BPZ-BR/SASY/MSW/H-4/1000 | Y7-120712 | 120712 | Mounting set IEC Busbar support SASY for MSW application 4 poles WxH=1000x300mm | EDB | xEnergy Basic | 914 | 1
| BPZ-BR/SASY/MSW/H-4/1200 | Y7-120713 | 120713 | Mounting set IEC Busbar support SASY for MSW application 4 poles WxH=1200x300mm | EDB | xEnergy Basic | 1055 | 1
| BPZ-BR/SASY/MSW/H-4/400 | Y7-120709 | 120709 | Mounting set IEC Busbar support SASY for MSW application 4 poles WxH=400x300mm | EDB | xEnergy Basic | 500 | 1
| BPZ-BR/SASY/MSW/H-4/600 | Y7-120710 | 120710 | SASY IEC busbar support mounting kit for MSW configuration, 4 pole, W x H = 600 x 300 mm | EDB | xEnergy Basic | 588 | 1
| BPZ-BR/SASY/MSW/H-4/800 | Y7-120711 | 120711 | Mounting set IEC Busbar support SASY for MSW application 4 poles WxH=800x300mm | EDB | xEnergy Basic | 685 | 1
| BPZ-BR/SASY/MSW/H-5/1000 | Y7-120717 | 120717 | Mounting set IEC Busbar support SASY for MSW application 5 poles WxH=1000x450mm | EDB | xEnergy Basic | 1176 | 1
| BPZ-BR/SASY/MSW/H-5/1200 | Y7-120718 | 120718 | SASY IEC busbar support mounting kit for MSW configuration, 5 pole, W x H = 1200 x 450 mm | EDB | xEnergy Basic | 1366 | 1
| BPZ-BR/SASY/MSW/H-5/400 | Y7-120714 | 120714 | Mounting set IEC Busbar support SASY for MSW application 5 poles WxH=400x450mm | EDB | xEnergy Basic | 649 | 1
| BPZ-BR/SASY/MSW/H-5/600 | Y7-120715 | 120715 | Mounting set IEC Busbar support SASY for MSW application 5 poles WxH=600x450mm | EDB | xEnergy Basic | 766 | 1
| BPZ-BR/SASY/MSW/H-5/800 | Y7-120716 | 120716 | Mounting set IEC Busbar support SASY for MSW application 5 poles WxH=800x450mm | EDB | xEnergy Basic | 891 | 1
| BPZ-BR/WB3S/1 | Y7-111337 | 111337 | Connecting flange | EDB | xEnergy Basic | 16.73 | 1
| BPZ-BR/WB3S/2 | Y7-111338 | 111338 | Connecting flange | EDB | xEnergy Basic | 21.39 | 1
| BPZ-BZM1/2-1000-MV | Y7-144225 | 144225 | BZM1/2 mounting kit | EDB | xEnergy Basic | 99.9 | 1
| BPZ-BZM1/2-1000-MV-W | Y7-144230 | 144230 | BZM1/2 mounting kit | EDB | xEnergy Basic | 99.5 | 1
| BPZ-BZM1/2-1200-MV | Y7-144226 | 144226 | BZM1/2 mounting kit | EDB | xEnergy Basic | 102.2 | 1
| BPZ-BZM1/2-1200-MV-W | Y7-144231 | 144231 | BZM1/2 mounting kit | EDB | xEnergy Basic | 107.2 | 1
| BPZ-BZM1/2-400-MV | Y7-144222 | 144222 | BZM1/2 mounting kit | EDB | xEnergy Basic | 54.9 | 1
| BPZ-BZM1/2-400-MV-W | Y7-144227 | 144227 | BZM1/2 mounting kit | EDB | xEnergy Basic | 52.7 | 1
| BPZ-BZM1/2-600-MV | Y7-144223 | 144223 | BZM1/2 mounting kit | EDB | xEnergy Basic | 68.9 | 1
| BPZ-BZM1/2-600-MV-W | Y7-144228 | 144228 | BZM1/2 mounting kit | EDB | xEnergy Basic | 66.4 | 1
| BPZ-BZM1/2-800-MV | Y7-144224 | 144224 | BZM1/2 mounting kit | EDB | xEnergy Basic | 79.6 | 1
| BPZ-BZM1/2-800-MV-W | Y7-144229 | 144229 | BZM1/2 mounting kit | EDB | xEnergy Basic | 82.8 | 1
| BPZ-CB-44/14 | Y7-102722 | 102722 | Connection segment for 1-pole terminal block, L x W x H = 16 x 44 x 14 mm | EDB | xEnergy Basic | 4.19 | 10
| BPZ-CD-200/10 | Y7-173646 | 173646 | Sheet steel door for front plate cover of the 200 mm compartment in shared composition, HxW=950x200mm | EDB | xEnergy Basic | 199.4 | 1
| BPZ-CD-200/12 | Y7-173647 | 173647 | Sheet steel door for front plate cover of the 200 mm compartment in shared composition, HxW=1150x200mm | EDB | xEnergy Basic | 204.9 | 1
| BPZ-CD-200/15 | Y7-173648 | 173648 | Sheet steel door for front plate cover of the 200 mm compartment in shared composition, HxW=1450x200mm | EDB | xEnergy Basic | 223.7 | 1
| BPZ-CD-200/18-XVTL | Y7-173649 | 173649 | Sheet steel door for front plate cover of the 200 mm compartment in shared composition for XVTL, HxW=1800x200mm | EDB | xEnergy Basic | 229.8 | 1
| BPZ-CD-200/20-XVTL | Y7-173650 | 173650 | Sheet steel door for front plate cover of the 200 mm compartment in shared composition for XVTL, HxW=2000x200mm | EDB | xEnergy Basic | 277.6 | 1
| BPZ-CD-200/4 | Y7-173644 | 173644 | Sheet steel door for front plate cover of the 200 mm compartment in shared composition, HxW=350x200mm | EDB | xEnergy Basic | 141.5 | 1
| BPZ-CD-200/7 | Y7-173645 | 173645 | Sheet steel door for front plate cover of the 200 mm compartment in shared composition, HxW=650x200mm | EDB | xEnergy Basic | 165.9 | 1
| BPZ-CDB | Y7-102471 | 102471 | Fixing material for cable duct H=8mm | EDB | xEnergy Basic | 13.47 | 1
| BPZ-CDB08/CP | Y7-174386 | 174386 | Fixing material for cable duct vertical C-profile H=8mm | EDB | xEnergy Basic | 9.52 | 1
| BPZ-CDB23 | Y7-105216 | 105216 | Fixing for cable ducts H=23mm | EDB | xEnergy Basic | 15.42 | 1
| BPZ-CDB23/CP | Y7-116916 | 116916 | Fixing material for cable duct C-profile H=23mm | EDB | xEnergy Basic | 13.81 | 1
| BPZ-CDB49/CP | Y7-174387 | 174387 | Fixing material for cable duct vertical C-profile H=49mm | EDB | xEnergy Basic | 11.99 | 1
| BPZ-CDB58 | Y7-109169 | 109169 | Fixing material for cable duct H=58mm | EDB | xEnergy Basic | 17.49 | 1
| BPZ-CDB58/CP | Y7-116917 | 116917 | Fixing material for cable duct C-profile H=58mm | EDB | xEnergy Basic | 13.9 | 1
| BPZ-CDB8/CP | Y7-116915 | 116915 | Fixing material for cable duct C-profile H=8mm | EDB | xEnergy Basic | 9.95 | 1
| BPZ-CL-65/25 | Y7-102720 | 102720 | Connection tab for 1-pole terminal block, L x W x H = 7 x 65 x 25 mm | EDB | xEnergy Basic | 9.95 | 10
| BPZ-CL-70/30 | Y7-102721 | 102721 | Connection tab for 1-pole terminal block, L x W x H = 9 x 70 x 30 mm | EDB | xEnergy Basic | 9.73 | 10
| BPZ-CNP-1000-IP31 | Y7-194539 | 194539 | Top-mounted rain roof for IP31 applications | EDB | xEnergy Basic | 136.3 | 1
| BPZ-CNP-1000-IP31-W | Y7-194544 | 194544 | Top-mounted rain roof for IP31 applications | EDB | xEnergy Basic | 143.7 | 1
| BPZ-CNP-1200-IP31 | Y7-194540 | 194540 | Top-mounted rain roof for IP31 applications | EDB | xEnergy Basic | 157.7 | 1
| BPZ-CNP-1200-IP31-W | Y7-194545 | 194545 | Top-mounted rain roof for IP31 applications | EDB | xEnergy Basic | 166.4 | 1
| BPZ-CNP-400-IP31 | Y7-194536 | 194536 | Top-mounted rain roof for IP31 applications | EDB | xEnergy Basic | 63.3 | 1
| BPZ-CNP-400-IP31-W | Y7-194541 | 194541 | Top-mounted rain roof for IP31 applications | EDB | xEnergy Basic | 66.4 | 1
| BPZ-CNP-600-IP31 | Y7-194537 | 194537 | Top-mounted rain roof for IP31 applications | EDB | xEnergy Basic | 86.4 | 1
| BPZ-CNP-600-IP31-W | Y7-194542 | 194542 | Top-mounted rain roof for IP31 applications | EDB | xEnergy Basic | 98.2 | 1
| BPZ-CNP-800-IP31 | Y7-194538 | 194538 | Top-mounted rain roof for IP31 applications | EDB | xEnergy Basic | 114.6 | 1
| BPZ-CNP-800-IP31-W | Y7-194543 | 194543 | Top-mounted rain roof for IP31 applications | EDB | xEnergy Basic | 125.7 | 1
| BPZ-CP-1000 | Y7-116921 | 116921 | C section rail 1000 | EDB | xEnergy Basic | 13.64 | 10
| BPZ-CP-1200 | Y7-116922 | 116922 | C section rail 1200 | EDB | xEnergy Basic | 15.19 | 10
| BPZ-CP-400 | Y7-116918 | 116918 | C section rail 400 | EDB | xEnergy Basic | 8.08 | 10
| BPZ-CP-600 | Y7-116919 | 116919 | C section rail 600 | EDB | xEnergy Basic | 8.58 | 10
| BPZ-CP-800 | Y7-116920 | 116920 | C section rail 800 | EDB | xEnergy Basic | 10.67 | 10
| BPZ-CPS-7035 | Y7-286771 | 286771 | RAL7035 touch-up applicator | EDB | xEnergy Basic | 23.68 | 1
| BPZ-CP-TP1,2 | Y7-119223 | 119223 | C-Profil section for door strip W=1200mm | EDB | xEnergy Basic | 10.56 | 1
| BPZ-CTS-L | Y7-106446 | 106446 | Corner tower kit | EDB | xEnergy Basic | 17.75 | 1
| BPZ-CTS-S | Y7-106445 | 106445 | Corner tower kit | EDB | xEnergy Basic | 17.17 | 1
| BPZ-DINR13-400 | Y7-293594 | 293594 | DIN rigid busbar,for W = 400 mm,13 SU | EDB | xEnergy Basic | 5.56 | 10
| BPZ-DINR13-400-T | Y7-286751 | 286751 | Rigid busbar kit, for B = 400 mm, DIN-Rail, +2 mounting towers adjustable in height | EDB | xEnergy Basic | 20.84 | 10
| BPZ-DINR13S-400-B | Y7-193981 | 193981 | DIN,DIN rail,rail,accessories for control panel,accessories for distribution board | EDB | xEnergy Basic | 12.5 | 10
| BPZ-DINR17-MPL-NZM1X-600-MV | Y7-174382 | 174382 | DIN-rail for MPL-NZM1X-600 | EDB | xEnergy Basic | 8.88 | 10
| BPZ-DINR24-600 | Y7-293595 | 293595 | DIN rigid busbar,for W = 600 mm,24 SU | EDB | xEnergy Basic | 8.34 | 10
| BPZ-DINR24-600-T | Y7-286753 | 286753 | Rigid busbar kit, for B = 600 mm, DIN-Rail, +2 mounting towers adjustable in height | EDB | xEnergy Basic | 25 | 10
| BPZ-DINR24S-600-B | Y7-174384 | 174384 | DIN-rail (short) with fixed mounting towers, W=600mm | EDB | xEnergy Basic | 16.67 | 10
| BPZ-DINR27-MPL-NZM1X-800-MV | Y7-174383 | 174383 | DIN-rail for MPL-NZM1X-800 | EDB | xEnergy Basic | 19.56 | 10
| BPZ-DINR35-800 | Y7-293596 | 293596 | DIN rigid busbar,for W = 800 mm,35 SU | EDB | xEnergy Basic | 9.73 | 10
| BPZ-DINR35-800-T | Y7-286755 | 286755 | Rigid busbar kit, for B = 800 mm, DIN-Rail, +2 mounting towers adjustable in height | EDB | xEnergy Basic | 29.17 | 10
| BPZ-DINR35S-800-B | Y7-174385 | 174385 | DIN-rail (short) with fixed mounting towers, W=800mm | EDB | xEnergy Basic | 19.45 | 10
| BPZ-DINR46-1000 | Y7-293597 | 293597 | DIN rigid busbar,for W = 1000 mm,46 SU | EDB | xEnergy Basic | 13.89 | 10
| BPZ-DINR46-1000-T | Y7-293590 | 293590 | Rigid busbar kit, for B = 1000 mm, DIN-Rail, +2 mounting towers adjustable in height | EDB | xEnergy Basic | 26.39 | 10
| BPZ-DINR46S-1000-B | Y7-193982 | 193982 | DIN,DIN rail,rail,accessories for control panel,accessories for distribution board | EDB | xEnergy Basic | 22.65 | 1
| BPZ-DINR57-1200 | Y7-293598 | 293598 | DIN rigid busbar,for W = 1200 mm,57 SU | EDB | xEnergy Basic | 16.67 | 10
| BPZ-DINR57-1200-T | Y7-293592 | 293592 | Rigid busbar kit, for B = 1200 mm, DIN-Rail, +2 mounting towers adjustable in height | EDB | xEnergy Basic | 33.34 | 10
| BPZ-DINR57S-1200-B | Y7-193983 | 193983 | DIN,DIN rail,rail,accessories for control panel,accessories for distribution board | EDB | xEnergy Basic | 25.32 | 1
| BPZ-DMS-1100/19-P-EP | Y7-147417 | 147417 | Metal door with 3 point clip down handle, for EP, IP55 HxW=1910x600+500mm | EDB | xEnergy Basic | 708 | 1
| BPZ-DMS-1100/20-P-EP | Y7-142452 | 142452 | Metal door with 3 point clip down handle, for EP, IP55 HxW=2060x600+500mm | EDB | xEnergy Basic | 730 | 1
| BPZ-DMS-1350/19-P-EP | Y7-147418 | 147418 | Metal door with 3 point clip down handle, for EP, IP55 HxW=1910x600+750mm | EDB | xEnergy Basic | 740 | 1
| BPZ-DMS-1350/20-P-EP | Y7-142453 | 142453 | Metal door with 3 point clip down handle, for EP, IP55 HxW=2060x600+750mm | EDB | xEnergy Basic | 767 | 1
| BPZ-DMS-350/19-P-EP | Y7-147414 | 147414 | Metal door with 3 point clip down handle, for EP, IP55 HxW=1910x350mm | EDB | xEnergy Basic | 342.6 | 1
| BPZ-DMS-350/20-P-EP | Y7-142449 | 142449 | Metal door with 3 point clip down handle, for EP, IP55 HxW=2060x350mm | EDB | xEnergy Basic | 355.7 | 1
| BPZ-DMS-400/10-L | Y7-193233 | 193233 | Metal door, left-hinged, internal locking, IP55, HxW=1030x405mm | EDB | xEnergy Basic | 190.3 | 1
| BPZ-DMS-400/12-L | Y7-193235 | 193235 | Metal door, left-hinged, internal locking, IP55, HxW=1230x405mm | EDB | xEnergy Basic | 217.6 | 1
| BPZ-DMS-400/15-L | Y7-193238 | 193238 | Metal door, left-hinged, internal locking, IP55, HxW=1530x405mm | EDB | xEnergy Basic | 246.1 | 1
| BPZ-DMS-400/17-L | Y7-193251 | 193251 | Metal door, left-hinged, internal locking, IP55, HxW=1730x405mm | EDB | xEnergy Basic | 267.9 | 1
| BPZ-DMS-400/20-L | Y7-193254 | 193254 | Metal door, left-hinged, internal locking, IP55, HxW=2030x405mm | EDB | xEnergy Basic | 291.6 | 1
| BPZ-DMS-600/10-P | Y7-174373 | 174373 | Steel sheet door with clip-down handle IP55 HxW=1030x570mm | EDB | xEnergy Basic | 271 | 1
| BPZ-DMS-600/10-R-P | Y7-193234 | 193234 | Metal door, 3-point locking mechanism with clip-down handle, right-hinged, IP55, HxW=1030x570mm | EDB | xEnergy Basic | 302.3 | 1
| BPZ-DMS-600/12-L | Y7-193236 | 193236 | Metal door, left-hinged, internal locking, IP55, HxW=1230x605mm | EDB | xEnergy Basic | 257.6 | 1
| BPZ-DMS-600/12-P | Y7-174374 | 174374 | Steel sheet door with clip-down handle IP55 HxW=1230x570mm | EDB | xEnergy Basic | 290.2 | 1
| BPZ-DMS-600/12-R-P | Y7-193237 | 193237 | Metal door, 3-point locking mechanism with clip-down handle, right-hinged, IP55, HxW=1230x570mm | EDB | xEnergy Basic | 328.6 | 1
| BPZ-DMS-600/15-L | Y7-193239 | 193239 | Metal door, left-hinged, internal locking, IP55, HxW=1530x605mm | EDB | xEnergy Basic | 292.3 | 1
| BPZ-DMS-600/15-P | Y7-174341 | 174341 | Steel sheet door with clip-down handle IP55 HxW=1530x570mm | EDB | xEnergy Basic | 316.9 | 1
| BPZ-DMS-600/15-R-P | Y7-193240 | 193240 | Metal door, 3-point locking mechanism with clip-down handle, right-hinged, IP55, HxW=1530x570mm | EDB | xEnergy Basic | 363.1 | 1
| BPZ-DMS-600/17-L | Y7-193252 | 193252 | Metal door, left-hinged, internal locking, IP55, HxW=1730x605mm | EDB | xEnergy Basic | 321.7 | 1
| BPZ-DMS-600/17-P | Y7-174342 | 174342 | Steel sheet door with clip-down handle IP55 HxW=1730x570mm | EDB | xEnergy Basic | 346.1 | 1
| BPZ-DMS-600/17-R-P | Y7-193253 | 193253 | Metal door, 3-point locking mechanism with clip-down handle, right-hinged, IP55, HxW=1730x570mm | EDB | xEnergy Basic | 388.4 | 1
| BPZ-DMS-600/19-P-EP | Y7-147415 | 147415 | Metal door with 3 point clip down handle, for EP, IP55 HxW=1910x600mm | EDB | xEnergy Basic | 391 | 1
| BPZ-DMS-600/20-L | Y7-193255 | 193255 | Metal door, left-hinged, internal locking, IP55, HxW=2030x605mm | EDB | xEnergy Basic | 344.8 | 1
| BPZ-DMS-600/20-P | Y7-174343 | 174343 | Steel sheet door with clip-down handle IP55 HxW=2030x570mm | EDB | xEnergy Basic | 387.2 | 1
| BPZ-DMS-600/20-P-EP | Y7-142450 | 142450 | Metal door with 3 point clip down handle, for EP, IP55 HxW=2060x600mm | EDB | xEnergy Basic | 391 | 1
| BPZ-DMS-600/20-R-P | Y7-193256 | 193256 | Metal door, 3-point locking mechanism with clip-down handle, right-hinged, IP55, HxW=2030x570mm | EDB | xEnergy Basic | 415.3 | 1
| BPZ-DMS-600/7-P | Y7-174372 | 174372 | Steel sheet door with clip-down handle IP55 HxW=730x570mm | EDB | xEnergy Basic | 204.6 | 1
| BPZ-DMS-800/10-P | Y7-174344 | 174344 | Steel sheet door with clip-down handle IP55 HxW=1030x770mm | EDB | xEnergy Basic | 288.2 | 1
| BPZ-DMS-800/12-P | Y7-174345 | 174345 | Steel sheet door with clip-down handle IP55 HxW=1230x770mm | EDB | xEnergy Basic | 303.6 | 1
| BPZ-DMS-800/15-P | Y7-174346 | 174346 | Steel sheet door with clip-down handle IP55 HxW=1530x770mm | EDB | xEnergy Basic | 350.2 | 1
| BPZ-DMS-800/17-P | Y7-174347 | 174347 | Steel sheet door with clip-down handle IP55 HxW=1730x770mm | EDB | xEnergy Basic | 393.2 | 1
| BPZ-DMS-800/20-P | Y7-174348 | 174348 | Steel sheet door with clip-down handle IP55 HxW=2030x770mm | EDB | xEnergy Basic | 446.8 | 1
| BPZ-DMS-850/19-P-EP | Y7-147416 | 147416 | Metal door with 3 point clip down handle, for EP, IP55 HxW=1910x850mm | EDB | xEnergy Basic | 433.3 | 1
| BPZ-DMS-850/20-P-EP | Y7-142451 | 142451 | Metal door with 3 point clip down handle, for EP, IP55 HxW=2060x850mm | EDB | xEnergy Basic | 456.3 | 1
| BPZ-DMT-400/10-L | Y7-193241 | 193241 | Transparent door (sheet metal), left-hinged, internal locking, IP55, HxW=1030x405mm | EDB | xEnergy Basic | 223.1 | 1
| BPZ-DMT-400/10-P | Y7-173577 | 173577 | Transparent door (steel sheet) with clip-down handle IP55 HxW=1030x370mm | EDB | xEnergy Basic | 262.8 | 1
| BPZ-DMT-400/12-L | Y7-193243 | 193243 | Transparent door (sheet metal), left-hinged, internal locking, IP55, HxW=1230x405mm | EDB | xEnergy Basic | 243.9 | 1
| BPZ-DMT-400/12-P | Y7-173578 | 173578 | Transparent door (steel sheet) with clip-down handle IP55 HxW=1230x370mm | EDB | xEnergy Basic | 280.1 | 1
| BPZ-DMT-400/15-L | Y7-193246 | 193246 | Transparent door (sheet metal), left-hinged, internal locking, IP55, HxW=1530x405mm | EDB | xEnergy Basic | 273.5 | 1
| BPZ-DMT-400/15-P | Y7-173579 | 173579 | Transparent door (steel sheet) with clip-down handle IP55 HxW=1530x370mm | EDB | xEnergy Basic | 356.8 | 1
| BPZ-DMT-400/17-L | Y7-193257 | 193257 | Transparent door (sheet metal), left-hinged, internal locking, IP55, HxW=1730x405mm | EDB | xEnergy Basic | 294.3 | 1
| BPZ-DMT-400/20-L | Y7-193260 | 193260 | Transparent door (sheet metal), left-hinged, internal locking, IP55, HxW=2030x405mm | EDB | xEnergy Basic | 332 | 1
| BPZ-DMT-400/4-P | Y7-173575 | 173575 | Transparent door (steel sheet) with clip-down handle IP55 HxW=430x370mm | EDB | xEnergy Basic | 181.3 | 1
| BPZ-DMT-400/7-P | Y7-173576 | 173576 | Transparent door (steel sheet) with clip-down handle IP55 HxW=730x370mm | EDB | xEnergy Basic | 173.1 | 1
| BPZ-DMT-600/10-P | Y7-173582 | 173582 | Transparent door (steel sheet) with clip-down handle IP55 HxW=1030x570mm | EDB | xEnergy Basic | 286.8 | 1
| BPZ-DMT-600/10-R-P | Y7-193242 | 193242 | Transparent door (sheet metal), 3-point locking mechanism with clip-down handle, right-hinged, IP55, HxW=1030x570mm | EDB | xEnergy Basic | 355.1 | 1
| BPZ-DMT-600/12-L | Y7-193244 | 193244 | Transparent door (sheet metal), left-hinged, internal locking, IP55, HxW=1230x605mm | EDB | xEnergy Basic | 312.1 | 1
| BPZ-DMT-600/12-P | Y7-173583 | 173583 | Transparent door (steel sheet) with clip-down handle IP55 HxW=1230x570mm | EDB | xEnergy Basic | 370.4 | 1
| BPZ-DMT-600/12-R-P | Y7-193245 | 193245 | Transparent door (sheet metal), 3-point locking mechanism with clip-down handle, right-hinged, IP55, HxW=1230x570mm | EDB | xEnergy Basic | 386.2 | 1
| BPZ-DMT-600/15-L | Y7-193247 | 193247 | Transparent door (sheet metal), left-hinged, internal locking, IP55, HxW=1530x605mm | EDB | xEnergy Basic | 356.7 | 1
| BPZ-DMT-600/15-P | Y7-173584 | 173584 | Transparent door (steel sheet) with clip-down handle IP55 HxW=1530x570mm | EDB | xEnergy Basic | 444.6 | 1
| BPZ-DMT-600/15-R-P | Y7-193248 | 193248 | Transparent door (sheet metal), 3-point locking mechanism with clip-down handle, right-hinged, IP55, HxW=1530x570mm | EDB | xEnergy Basic | 430.6 | 1
| BPZ-DMT-600/17-L | Y7-193258 | 193258 | Transparent door (sheet metal), left-hinged, internal locking, IP55, HxW=1730x605mm | EDB | xEnergy Basic | 400 | 1
| BPZ-DMT-600/17-P | Y7-173585 | 173585 | Transparent door (steel sheet) with clip-down handle IP55 HxW=1730x570mm | EDB | xEnergy Basic | 463.9 | 1
| BPZ-DMT-600/17-R-P | Y7-193259 | 193259 | Transparent door (sheet metal), 3-point locking mechanism with clip-down handle, right-hinged, IP55, HxW=1730x570mm | EDB | xEnergy Basic | 473.2 | 1
| BPZ-DMT-600/20-L | Y7-193261 | 193261 | Transparent door (sheet metal), left-hinged, internal locking, IP55, HxW=2030x605mm | EDB | xEnergy Basic | 441.7 | 1
| BPZ-DMT-600/20-P | Y7-173586 | 173586 | Transparent door (steel sheet) with clip-down handle IP55 HxW=2030x570mm | EDB | xEnergy Basic | 531 | 1
| BPZ-DMT-600/20-R-P | Y7-193262 | 193262 | Transparent door (sheet metal), 3-point locking mechanism with clip-down handle, right-hinged, IP55, HxW=2030x570mm | EDB | xEnergy Basic | 519 | 1
| BPZ-DMT-600/4-P | Y7-173580 | 173580 | Transparent door (steel sheet) with clip-down handle IP55 HxW=430x570mm | EDB | xEnergy Basic | 206.8 | 1
| BPZ-DMT-600/7-P | Y7-173581 | 173581 | Transparent door (steel sheet) with clip-down handle IP55 HxW=730x570mm | EDB | xEnergy Basic | 216.9 | 1
| BPZ-DMT-800/10-P | Y7-173589 | 173589 | Transparent door (steel sheet) with clip-down handle IP55 HxW=1030x770mm | EDB | xEnergy Basic | 332.7 | 1
| BPZ-DMT-800/12-P | Y7-173590 | 173590 | Transparent door (steel sheet) with clip-down handle IP55 HxW=1230x770mm | EDB | xEnergy Basic | 361.9 | 1
| BPZ-DMT-800/15-P | Y7-173591 | 173591 | Transparent door (steel sheet) with clip-down handle IP55 HxW=1530x770mm | EDB | xEnergy Basic | 433.1 | 1
| BPZ-DMT-800/17-P | Y7-173592 | 173592 | Transparent door (steel sheet) with clip-down handle IP55 HxW=1730x770mm | EDB | xEnergy Basic | 543 | 1
| BPZ-DMT-800/20-P | Y7-173593 | 173593 | Transparent door (steel sheet) with clip-down handle IP55 HxW=2030x770mm | EDB | xEnergy Basic | 598 | 1
| BPZ-DMT-800/4-P | Y7-173587 | 173587 | Transparent door (steel sheet) with clip-down handle IP55 HxW=430x770mm | EDB | xEnergy Basic | 268.5 | 1
| BPZ-DMT-800/7-P | Y7-173588 | 173588 | Transparent door (steel sheet) with clip-down handle IP55 HxW=730x770mm | EDB | xEnergy Basic | 261.4 | 1
| BPZ-DMV160/400-400-RH | Y7-182581 | 182581 | Switch-disconnectors mounting unit Dumeco | EDB | xEnergy Basic | 110.1 | 1
| BPZ-DMV160/400-400-RH-W | Y7-182584 | 182584 | Switch-disconnectors mounting unit Dumeco | EDB | xEnergy Basic | 106.7 | 1
| BPZ-DMV160/400-600-RH | Y7-182582 | 182582 | Switch-disconnectors mounting unit Dumeco | EDB | xEnergy Basic | 124.4 | 1
| BPZ-DMV160/400-600-RH-W | Y7-182585 | 182585 | Switch-disconnectors mounting unit Dumeco | EDB | xEnergy Basic | 121.8 | 1
| BPZ-DMV160/400-800-RH | Y7-182583 | 182583 | Switch-disconnectors mounting unit Dumeco | EDB | xEnergy Basic | 143.7 | 1
| BPZ-DMV160/400-800-RH-W | Y7-182586 | 182586 | Switch-disconnectors mounting unit Dumeco | EDB | xEnergy Basic | 141.3 | 1
| BPZ-DRS-MT/400-1 | Y7-108388 | 108388 | DIN-rail kit HxW=400x215mm | EDB | xEnergy Basic | 78.4 | 1
| BPZ-DRS-MT/400-1-W | Y7-188238 | 188238 | DIN-rail kit HxW=400x215mm | EDB | xEnergy Basic | 84.8 | 1
| BPZ-DRS-MT/450-1 | Y7-116042 | 116042 | DIN-rail kit HxW=450x215mm | EDB | xEnergy Basic | 81.6 | 1
| BPZ-DRS-MT-MSW-1000/400-2-A | Y7-120777 | 120777 | ZVT DIN-rail kit HxW=400x1000mm | EDB | xEnergy Basic | 154.3 | 1
| BPZ-DRS-MT-MSW-1000/425-2-A | Y7-120778 | 120778 | ZVT DIN-rail kit HxW=425x1000mm | EDB | xEnergy Basic | 170.6 | 1
| BPZ-DRS-MT-MSW-1200/400-2-A | Y7-120779 | 120779 | ZVT DIN-rail kit HxW=400x1200mm | EDB | xEnergy Basic | 167.2 | 1
| BPZ-DRS-MT-MSW-1200/400-3-A | Y7-120781 | 120781 | ZVT DIN-rail kit HxW=400x1200mm | EDB | xEnergy Basic | 192.1 | 1
| BPZ-DRS-MT-MSW-1200/425-2-A | Y7-120780 | 120780 | ZVT DIN-rail kit HxW=425x1200mm | EDB | xEnergy Basic | 156 | 1
| BPZ-DRS-MT-MSW-1200/425-3-A | Y7-120782 | 120782 | ZVT DIN-rail kit HxW=425x1200mm | EDB | xEnergy Basic | 182.2 | 1
| BPZ-DS-400/17 | Y7-102419 | 102419 | Metal door, for HxW=1760x400mm | EDB | xEnergy Basic | 173.7 | 1
| BPZ-DS-400/17-L | Y7-106374 | 106374 | Metal door, for HxW=1760x400mm, left | EDB | xEnergy Basic | 191.8 | 1
| BPZ-DS-400/17-L-W | Y7-106378 | 106378 | Metal door, for HxW=1760x400mm, left, white | EDB | xEnergy Basic | 254.7 | 1
| BPZ-DS-400/17-P | Y7-102425 | 102425 | Metal door, for HxW=1760x400mm, Clip-down handle | EDB | xEnergy Basic | 226.5 | 1
| BPZ-DS-400/17-P-W | Y7-102449 | 102449 | Metal door, for HxW=1760x400mm, Clip-down handle, white | EDB | xEnergy Basic | 325 | 1
| BPZ-DS-400/17-W | Y7-102443 | 102443 | Metal door, for HxW=1760x400mm, white | EDB | xEnergy Basic | 245.6 | 1
| BPZ-DS-400/20 | Y7-102420 | 102420 | Metal door, for HxW=2060x400mm | EDB | xEnergy Basic | 248.8 | 1
| BPZ-DS-400/20-L | Y7-106375 | 106375 | Metal door, for HxW=2060x400mm, left | EDB | xEnergy Basic | 208.4 | 1
| BPZ-DS-400/20-L-W | Y7-106379 | 106379 | Metal door, for HxW=2060x400mm, left, white | EDB | xEnergy Basic | 291.1 | 1
| BPZ-DS-400/20-P | Y7-102426 | 102426 | Metal door, for HxW=2060x400mm, Clip-down handle | EDB | xEnergy Basic | 310.7 | 1
| BPZ-DS-400/20-P-W | Y7-102450 | 102450 | Metal door, for HxW=2060x400mm, Clip-down handle, white | EDB | xEnergy Basic | 344.2 | 1
| BPZ-DS-400/20-W | Y7-102444 | 102444 | Metal door, for HxW=2060x400mm, white | EDB | xEnergy Basic | 265.3 | 1
| BPZ-DS-600/17 | Y7-102421 | 102421 | Metal door, for HxW=1760x600mm | EDB | xEnergy Basic | 256.1 | 1
| BPZ-DS-600/17-L | Y7-106376 | 106376 | Metal door, for HxW=1760x600mm, left | EDB | xEnergy Basic | 226.5 | 1
| BPZ-DS-600/17-L-W | Y7-106420 | 106420 | Metal door, for HxW=1760x600mm, left, white | EDB | xEnergy Basic | 296.7 | 1
| BPZ-DS-600/17-P | Y7-102427 | 102427 | Metal door, for HxW=1760x600mm, Clip-down handle | EDB | xEnergy Basic | 261.2 | 1
| BPZ-DS-600/17-P-W | Y7-102451 | 102451 | Metal door, for HxW=1760x600mm, Clip-down handle, white | EDB | xEnergy Basic | 373.9 | 1
| BPZ-DS-600/17-W | Y7-102445 | 102445 | Metal door, for HxW=1760x600mm, white | EDB | xEnergy Basic | 287.8 | 1
| BPZ-DS-600/20 | Y7-102422 | 102422 | Metal door, for HxW=2060x600mm | EDB | xEnergy Basic | 257.1 | 1
| BPZ-DS-600/20-L | Y7-106377 | 106377 | Metal door, for HxW=2060x600mm, left | EDB | xEnergy Basic | 243.2 | 1
| BPZ-DS-600/20-L-W | Y7-106421 | 106421 | Metal door, for HxW=2060x600mm, left, white | EDB | xEnergy Basic | 339.5 | 1
| BPZ-DS-600/20-P | Y7-102428 | 102428 | Metal door, for HxW=2060x600mm, Clip-down handle | EDB | xEnergy Basic | 308.9 | 1
| BPZ-DS-600/20-P-W | Y7-102452 | 102452 | Metal door, for HxW=2060x600mm, Clip-down handle, white | EDB | xEnergy Basic | 410.2 | 1
| BPZ-DS-600/20-W | Y7-102446 | 102446 | Metal door, for HxW=2060x600mm, white | EDB | xEnergy Basic | 322.6 | 1
| BPZ-DS-800/17 | Y7-102423 | 102423 | Door, metal, for HxW = 1760 x 800 mm | EDB | xEnergy Basic | 276.8 | 1
| BPZ-DS-800/17-P | Y7-102429 | 102429 | Metal door, for HxW=1760x800mm, Clip-down handle | EDB | xEnergy Basic | 327.3 | 1
| BPZ-DS-800/17-P-W | Y7-102453 | 102453 | Metal door, for HxW=1760x800mm, Clip-down handle, white | EDB | xEnergy Basic | 413.7 | 1
| BPZ-DS-800/17-W | Y7-102447 | 102447 | Door, metal, for HxW = 1760 x 800 mm, white | EDB | xEnergy Basic | 326.8 | 1
| BPZ-DS-800/20 | Y7-102424 | 102424 | Door, metal, for HxW = 2060 x 800 mm | EDB | xEnergy Basic | 295.3 | 1
| BPZ-DS-800/20-P | Y7-102430 | 102430 | Metal door, for HxW=2060x800mm, Clip-down handle | EDB | xEnergy Basic | 373.2 | 1
| BPZ-DS-800/20-P-W | Y7-102454 | 102454 | Metal door, for HxW=2060x800mm, Clip-down handle, white | EDB | xEnergy Basic | 456.3 | 1
| BPZ-DS-800/20-W | Y7-102448 | 102448 | Door, metal, for HxW = 2060 x 800 mm, white | EDB | xEnergy Basic | 370 | 1
| BPZ-DT-400/17 | Y7-102431 | 102431 | Glass door, for HxW=1760x400mm | EDB | xEnergy Basic | 275.7 | 1
| BPZ-DT-400/17-L | Y7-106422 | 106422 | Glass door, for HxW=1760x400mm, left | EDB | xEnergy Basic | 286.2 | 1
| BPZ-DT-400/17-L-W | Y7-106426 | 106426 | Glass door, for HxW=1760x400mm, left, white | EDB | xEnergy Basic | 335.4 | 1
| BPZ-DT-400/17-P | Y7-102437 | 102437 | Glass door, for HxW=1760x400mm, Clip-down-handle | EDB | xEnergy Basic | 346.5 | 1
| BPZ-DT-400/17-P-W | Y7-102461 | 102461 | Glass door, for HxW=1760x400mm, Clip-down handle, white | EDB | xEnergy Basic | 431.4 | 1
| BPZ-DT-400/17-W | Y7-102455 | 102455 | Glass door, for HxW=1760x400mm, white | EDB | xEnergy Basic | 339.5 | 1
| BPZ-DT-400/20 | Y7-102432 | 102432 | Glass door, for HxW=2060x400mm | EDB | xEnergy Basic | 310.6 | 1
| BPZ-DT-400/20-L | Y7-106423 | 106423 | Glass door, for HxW=2060x400mm, left | EDB | xEnergy Basic | 338.2 | 1
| BPZ-DT-400/20-L-W | Y7-106427 | 106427 | Glass door, for HxW=2060x400mm, left, white | EDB | xEnergy Basic | 370.4 | 1
| BPZ-DT-400/20-P | Y7-102438 | 102438 | Glass door, for HxW=2060x400mm, Clip-down-handle | EDB | xEnergy Basic | 382.7 | 1
| BPZ-DT-400/20-P-W | Y7-102462 | 102462 | Glass door, for HxW=2060x400mm, Clip-down handle, white | EDB | xEnergy Basic | 456.3 | 1
| BPZ-DT-400/20-W | Y7-102456 | 102456 | Glass door, for HxW=2060x400mm, white | EDB | xEnergy Basic | 366 | 1
| BPZ-DT-600/17 | Y7-102433 | 102433 | Glass door, for HxW=1760x600mm | EDB | xEnergy Basic | 369 | 1
| BPZ-DT-600/17-L | Y7-106424 | 106424 | Glass door, for HxW=1760x600mm, left | EDB | xEnergy Basic | 367.8 | 1
| BPZ-DT-600/17-L-W | Y7-106428 | 106428 | Glass door, for HxW=1760x600mm, left, white | EDB | xEnergy Basic | 404.4 | 1
| BPZ-DT-600/17-P | Y7-102439 | 102439 | Glass door, for HxW=1760x600mm, Clip-down-handle | EDB | xEnergy Basic | 431.5 | 1
| BPZ-DT-600/17-P-W | Y7-102463 | 102463 | Glass door, for HxW=1760x600mm, Clip-down handle, white | EDB | xEnergy Basic | 502 | 1
| BPZ-DT-600/17-W | Y7-102457 | 102457 | Glass door, for HxW=1760x600mm, white | EDB | xEnergy Basic | 412 | 1
| BPZ-DT-600/20 | Y7-102434 | 102434 | Glass door, for HxW=2060x600mm | EDB | xEnergy Basic | 403.6 | 1
| BPZ-DT-600/20-L | Y7-106425 | 106425 | Glass door, for HxW=2060x600mm, left | EDB | xEnergy Basic | 421.2 | 1
| BPZ-DT-600/20-L-W | Y7-106429 | 106429 | Glass door, for HxW=2060x600mm, left, white | EDB | xEnergy Basic | 436.8 | 1
| BPZ-DT-600/20-P | Y7-102440 | 102440 | Glass door, for HxW=2060x600mm, Clip-down-handle | EDB | xEnergy Basic | 474.6 | 1
| BPZ-DT-600/20-P-W | Y7-102464 | 102464 | Glass door, for HxW=2060x600mm, Clip-down handle, white | EDB | xEnergy Basic | 541 | 1
| BPZ-DT-600/20-W | Y7-102458 | 102458 | Glass door, for HxW=2060x600mm, white | EDB | xEnergy Basic | 452.2 | 1
| BPZ-DT-800/17 | Y7-102435 | 102435 | Glass door, for HxW=1760x800mm | EDB | xEnergy Basic | 429.7 | 1
| BPZ-DT-800/17-P | Y7-102441 | 102441 | Glass door, for HxW=1760x800mm, Clip-down-handle | EDB | xEnergy Basic | 502 | 1
| BPZ-DT-800/17-P-W | Y7-102465 | 102465 | Glass door, for HxW=1760x800mm, Clip-down handle, white | EDB | xEnergy Basic | 575 | 1
| BPZ-DT-800/17-W | Y7-102459 | 102459 | Glass door, for HxW=1760x800mm, white | EDB | xEnergy Basic | 490.9 | 1
| BPZ-DT-800/20 | Y7-102436 | 102436 | Glass door, for HxW=2060x800mm | EDB | xEnergy Basic | 478.3 | 1
| BPZ-DT-800/20-P | Y7-102442 | 102442 | Glass door, for HxW=2060x800mm, Clip-down-handle | EDB | xEnergy Basic | 550 | 1
| BPZ-DT-800/20-P-W | Y7-102466 | 102466 | Glass door, for HxW=2060x800mm, Clip-down handle, white | EDB | xEnergy Basic | 625 | 1
| BPZ-DT-800/20-W | Y7-102460 | 102460 | Glass door, for HxW=2060x800mm, white | EDB | xEnergy Basic | 538 | 1
| BPZ-FP/MSW-1000/125-45 | Y7-120789 | 120789 | Front plate for HxW=125x1000mm, with 45 mm device cutout | EDB | xEnergy Basic | 35.17 | 10
| BPZ-FP/MSW-1000/175-45 | Y7-120790 | 120790 | Front plate for HxW=175x1000mm, with 45 mm device cutout | EDB | xEnergy Basic | 38.69 | 10
| BPZ-FP/MSW-1200/125-45 | Y7-120791 | 120791 | Front plate for HxW=125x1200mm, with 45 mm device cutout | EDB | xEnergy Basic | 42.07 | 10
| BPZ-FP/MSW-1200/175-45 | Y7-120792 | 120792 | Front plate for HxW=175x1200mm, with 45 mm device cutout | EDB | xEnergy Basic | 43.75 | 10
| BPZ-FP/MSW-400/125-45 | Y7-120783 | 120783 | Front plate for HxW=125x400mm, with 45 mm device cutout | EDB | xEnergy Basic | 20.25 | 10
| BPZ-FP/MSW-400/175-45 | Y7-120784 | 120784 | Front plate for HxW=175x400mm, with 45 mm device cutout | EDB | xEnergy Basic | 23.63 | 10
| BPZ-FP/MSW-600/125-45 | Y7-120785 | 120785 | Front plate for HxW=125x600mm, with 45 mm device cutout | EDB | xEnergy Basic | 23.49 | 10
| BPZ-FP/MSW-600/175-45 | Y7-120786 | 120786 | Front plate for HxW=175x600mm, with 45 mm device cutout | EDB | xEnergy Basic | 26.45 | 10
| BPZ-FP/MSW-800/125-45 | Y7-120787 | 120787 | Front plate for HxW=125x800mm, with 45 mm device cutout | EDB | xEnergy Basic | 29.68 | 10
| BPZ-FP/MSW-800/175-45 | Y7-120788 | 120788 | Front plate for HxW=175x800mm, with 45 mm device cutout | EDB | xEnergy Basic | 34.47 | 10
| BPZ-FP/S-NZM1-600-MH | Y7-174408 | 174408 | Front plate NZM1 symmetrical, horizontal HxW=200x600mm | EDB | xEnergy Basic | 32.76 | 10
| BPZ-FP/S-NZM1-800-MH | Y7-174376 | 174376 | Front plate NZM1 symmetrical, horizontal HxW=200x800mm | EDB | xEnergy Basic | 39.82 | 10
| BPZ-FP/S-NZM1X-3/3-600-MV | Y7-195393 | 195393 | Front plate multiple mounting NZM1, vertical, HxW=200x600mm | EDB | xEnergy Basic | 47.3 | 10
| BPZ-FP/S-NZM1X-4/4-800-MV | Y7-195394 | 195394 | Front plate multiple mounting NZM1, vertical, HxW=200x800mm | EDB | xEnergy Basic | 58.8 | 10
| BPZ-FP/S-NZM1X-5/5-1000-MV | Y7-195395 | 195395 | Front plate multiple mounting NZM1, vertical, HxW=200x1000mm | EDB | xEnergy Basic | 94.9 | 1
| BPZ-FP/S-NZM1X-6/6-1200-MV | Y7-195396 | 195396 | Front plate multiple mounting NZM1, vertical, HxW=200x1200mm | EDB | xEnergy Basic | 111.6 | 1
| BPZ-FP/S-NZM2-600-MH | Y7-174409 | 174409 | Front plate NZM2 symmetrical, horizontal HxW=200x600mm | EDB | xEnergy Basic | 31.94 | 10
| BPZ-FP/S-NZM2-600-MV | Y7-174392 | 174392 | Front plate NZM2 symmetrical, vertical HxW=300x600mm | EDB | xEnergy Basic | 59.4 | 10
| BPZ-FP/S-NZM2-800-MH | Y7-174377 | 174377 | Front plate NZM2 symmetrical, horizontal HxW=200x800mm | EDB | xEnergy Basic | 37 | 10
| BPZ-FP/S-NZM2-800-MV | Y7-174401 | 174401 | Front plate NZM2 symmetrical, vertical HxW=300x800mm | EDB | xEnergy Basic | 67.6 | 10
| BPZ-FP/S-NZM2X-2/2-600-MV | Y7-174393 | 174393 | Front plate NZM2 symmetrical, vertical HxW=300x600mm | EDB | xEnergy Basic | 67 | 10
| BPZ-FP/S-NZM2X-3/3-800-MV | Y7-174402 | 174402 | Front plate NZM2 symmetrical, vertical HxW=300x800mm | EDB | xEnergy Basic | 84.6 | 10
| BPZ-FP/S-NZM2-XFI-400-MV | Y7-196779 | 196779 | Front plate for NZM2-XFI vertical | EDB | xEnergy Basic | 38.69 | 1
| BPZ-FP/S-NZM2-XFI-600-MH | Y7-174410 | 174410 | Front plate NZM2 + XFI symmetrical, horizontal HxW=200x600mm | EDB | xEnergy Basic | 37.29 | 10
| BPZ-FP/S-NZM2-XFI-600-MV | Y7-174394 | 174394 | Front plate NZM2 + XFI symmetrical,vertical HxW=400x600mm | EDB | xEnergy Basic | 56.4 | 10
| BPZ-FP/S-NZM2-XFI-800-MH | Y7-174378 | 174378 | Front plate NZM2 + XFI symmetrical, horizontal HxW=200x800mm | EDB | xEnergy Basic | 37 | 10
| BPZ-FP/S-NZM2-XFI-800-MV | Y7-174403 | 174403 | Front plate NZM2 + XFI symmetrical,vertical HxW=400x800mm | EDB | xEnergy Basic | 64.4 | 10
| BPZ-FP/S-NZM3-600-MH | Y7-174411 | 174411 | Front plate NZM3 symmetrical, horizontal HxW=400x600mm | EDB | xEnergy Basic | 57.9 | 10
| BPZ-FP/S-NZM3-600-MV | Y7-174396 | 174396 | Front plate NZM3 symmetrical, vertical HxW=400x600mm | EDB | xEnergy Basic | 55.1 | 10
| BPZ-FP/S-NZM3-800-MH | Y7-174379 | 174379 | Front plate NZM3 symmetrical, horizontal HxW=400x800mm | EDB | xEnergy Basic | 67.6 | 10
| BPZ-FP/S-NZM3-800-MV | Y7-174405 | 174405 | Front plate NZM3 symmetrical, vertical HxW=400x800mm | EDB | xEnergy Basic | 63.3 | 10
| BPZ-FP/S-NZM3-XDV-600-MH | Y7-177331 | 177331 | Front plate NZM3-XDV symmetrical, horizontal HxW=400x600mm | EDB | xEnergy Basic | 58.2 | 10
| BPZ-FP/S-NZM3-XDV-600-MV | Y7-177327 | 177327 | Front plate NZM3-XDV symmetrical, vertical HxW=400x600mm | EDB | xEnergy Basic | 62.9 | 10
| BPZ-FP/S-NZM3-XDV-800-MH | Y7-177333 | 177333 | Front plate NZM3-XDV symmetrical, horizontal HxW=400x800mm | EDB | xEnergy Basic | 67.3 | 10
| BPZ-FP/S-NZM3-XDV-800-MV | Y7-177329 | 177329 | Front plate NZM3-XDV symmetrical, vertical HxW=400x800mm | EDB | xEnergy Basic | 59.9 | 10
| BPZ-FP/S-NZM4-600-MV-XVTL | Y7-174398 | 174398 | Front plate NZM4 symmetrical for XVTL, vertical HxW=600x600mm | EDB | xEnergy Basic | 69.3 | 10
| BPZ-FP/S-NZM4-800-MH-XVTL | Y7-174380 | 174380 | Front plate NZM4 symmetrical for XVTL, horizontal HxW=600x800mm | EDB | xEnergy Basic | 81.2 | 10
| BPZ-FP/S-NZM4-800-MV-XVTL | Y7-174407 | 174407 | Front plate NZM4 symmetrical for XVTL, vertical HxW=600x800mm | EDB | xEnergy Basic | 81.2 | 10
| BPZ-FP/S-NZM4-XDV-600-MV-XVTL | Y7-177328 | 177328 | Front plate NZM4-XDV symmetrical for XVTL, vertical HxW=600x600mm | EDB | xEnergy Basic | 61.8 | 10
| BPZ-FP/S-NZM4-XDV-800-MH-XVTL | Y7-177334 | 177334 | Front plate NZM4-XDV symmetrical for XVTL, horizontal HxW=600x800mm | EDB | xEnergy Basic | 79.6 | 10
| BPZ-FP/S-NZM4-XDV-800-MV-XVTL | Y7-177330 | 177330 | Front plate NZM4-XDV symmetrical for XVTL, vertical HxW=600x800mm | EDB | xEnergy Basic | 79.6 | 10
| BPZ-FP-1000/050-BL | Y7-293526 | 293526 | Front plate, for HxW=50x1000mm, blind | EDB | xEnergy Basic | 22.23 | 10
| BPZ-FP-1000/050-BL-W | Y7-293527 | 293527 | Front plate, for HxW=50x1000mm, blind, white | EDB | xEnergy Basic | 29.68 | 10
| BPZ-FP-1000/100-BL | Y7-293528 | 293528 | Front plate, for HxW=100x1000mm, blind | EDB | xEnergy Basic | 23.62 | 10
| BPZ-FP-1000/100-BL-W | Y7-293529 | 293529 | Front plate, for HxW=100x1000mm, blind, white | EDB | xEnergy Basic | 34.47 | 10
| BPZ-FP-1000/125-BL | Y7-151255 | 151255 | Front plate, for HxW=125x1000mm, blind | EDB | xEnergy Basic | 38.55 | 10
| BPZ-FP-1000/150-45 | Y7-293532 | 293532 | Front plate for HxW=150x1000mm, with 45 mm device cutout | EDB | xEnergy Basic | 31.07 | 10
| BPZ-FP-1000/150-45-W | Y7-293533 | 293533 | Front plate for HxW=150x1000mm, with 45 mm device cutout, white | EDB | xEnergy Basic | 41.22 | 10
| BPZ-FP-1000/150-BL | Y7-293530 | 293530 | Front plate, for HxW=150x1000mm, blind | EDB | xEnergy Basic | 28.46 | 10
| BPZ-FP-1000/150-BL-W | Y7-293531 | 293531 | Front plate, for HxW=150x1000mm, blind, white | EDB | xEnergy Basic | 43.75 | 10
| BPZ-FP-1000/175-BL | Y7-151730 | 151730 | Front plate, for HxW=175x1000mm, blind | EDB | xEnergy Basic | 42.91 | 10
| BPZ-FP-1000/200-45 | Y7-293536 | 293536 | Front plate for HxW=200x1000mm, with 45 mm device cutout | EDB | xEnergy Basic | 34.02 | 10
| BPZ-FP-1000/200-45-W | Y7-293537 | 293537 | Front plate for HxW=200x1000mm, with 45 mm device cutout, white | EDB | xEnergy Basic | 43.75 | 10
| BPZ-FP-1000/200-BL | Y7-293534 | 293534 | Front plate, for HxW=200x1000mm, blind | EDB | xEnergy Basic | 37.8 | 10
| BPZ-FP-1000/200-BL-W | Y7-293535 | 293535 | Front plate, for HxW=200x1000mm, blind, white | EDB | xEnergy Basic | 48.11 | 10
| BPZ-FP-1000/250-BL | Y7-108395 | 108395 | Front plate, for HxW=250x1000mm, blind | EDB | xEnergy Basic | 48.38 | 10
| BPZ-FP-1000/250-BL-W | Y7-108405 | 108405 | Front plate, for HxW = 250 x 1000 mm, blind, white | EDB | xEnergy Basic | 56.2 | 10
| BPZ-FP-1000/300-BL | Y7-108396 | 108396 | Front plate, for HxW=300x1000mm, blind | EDB | xEnergy Basic | 51.5 | 10
| BPZ-FP-1000/300-BL-W | Y7-108406 | 108406 | Front plate, for HxW = 300 x 1000 mm, blind, white | EDB | xEnergy Basic | 67.6 | 10
| BPZ-FP-1000/350-BL | Y7-119241 | 119241 | Front plate, for HxW=350x1000mm, blind | EDB | xEnergy Basic | 53.2 | 10
| BPZ-FP-1000/350-BL-W | Y7-119257 | 119257 | Front plate, for HxW=350x1000mm, blind, white | EDB | xEnergy Basic | 67.6 | 10
| BPZ-FP-1000/400-BL | Y7-119242 | 119242 | Front plate, for HxW=400x1000mm, blind | EDB | xEnergy Basic | 59.7 | 10
| BPZ-FP-1000/400-BL-W | Y7-119258 | 119258 | Front plate, for HxW=400x1000mm, blind, white | EDB | xEnergy Basic | 83.3 | 10
| BPZ-FP-1000/500-BL | Y7-119243 | 119243 | Front plate, for HxW=500x1000mm, blind | EDB | xEnergy Basic | 72.3 | 10
| BPZ-FP-1000/500-BL-W | Y7-119259 | 119259 | Front plate, for HxW=500x1000mm, blind, white | EDB | xEnergy Basic | 93.1 | 10
| BPZ-FP-1000/800-BL | Y7-119244 | 119244 | Front plate, for HxW=800x1000mm, blind | EDB | xEnergy Basic | 97.7 | 10
| BPZ-FP-1000/800-BL-W | Y7-119260 | 119260 | Front plate, for HxW=800x1000mm, blind, white | EDB | xEnergy Basic | 128.3 | 10
| BPZ-FP-1200/050-BL | Y7-293538 | 293538 | Front plate, for HxW=50x1200mm, blind | EDB | xEnergy Basic | 23.62 | 10
| BPZ-FP-1200/050-BL-W | Y7-293539 | 293539 | Front plate, for HxW=50x1200mm, blind, white | EDB | xEnergy Basic | 31.8 | 10
| BPZ-FP-1200/100-BL | Y7-293540 | 293540 | Front plate, for HxW=100x1200mm, blind | EDB | xEnergy Basic | 26.53 | 10
| BPZ-FP-1200/100-BL-W | Y7-293541 | 293541 | Front plate, for HxW=100x1200mm, blind, white | EDB | xEnergy Basic | 37 | 10
| BPZ-FP-1200/125-BL | Y7-151256 | 151256 | Front plate, for HxW=125x1200mm, blind | EDB | xEnergy Basic | 41.36 | 10
| BPZ-FP-1200/150-45 | Y7-293544 | 293544 | Front plate for HxW=150x1200mm, with 45 mm device cutout | EDB | xEnergy Basic | 33.17 | 10
| BPZ-FP-1200/150-45-W | Y7-293545 | 293545 | Front plate for HxW=150x1200mm, with 45 mm device cutout, white | EDB | xEnergy Basic | 42.91 | 10
| BPZ-FP-1200/150-BL | Y7-293542 | 293542 | Front plate, for HxW=150x1200mm, blind | EDB | xEnergy Basic | 32.68 | 10
| BPZ-FP-1200/150-BL-W | Y7-293543 | 293543 | Front plate, for HxW=150x1200mm, blind, white | EDB | xEnergy Basic | 45.16 | 10
| BPZ-FP-1200/175-BL | Y7-151731 | 151731 | Front plate, for HxW=175x1200mm, blind | EDB | xEnergy Basic | 46.43 | 10
| BPZ-FP-1200/200-45 | Y7-293548 | 293548 | Front plate for HxW=200x1200mm, with 45 mm device cutout | EDB | xEnergy Basic | 43.42 | 10
| BPZ-FP-1200/200-45-W | Y7-293549 | 293549 | Front plate for HxW=200x1200mm, with 45 mm device cutout, white | EDB | xEnergy Basic | 48.4 | 10
| BPZ-FP-1200/200-BL | Y7-293546 | 293546 | Front plate, for HxW=200x1200mm, blind | EDB | xEnergy Basic | 41.67 | 10
| BPZ-FP-1200/200-BL-W | Y7-293547 | 293547 | Front plate, for HxW=200x1200mm, blind, white | EDB | xEnergy Basic | 51.6 | 10
| BPZ-FP-1200/250-BL | Y7-108397 | 108397 | Front plate, for HxW=250x1200mm, blind | EDB | xEnergy Basic | 55.7 | 10
| BPZ-FP-1200/250-BL-W | Y7-108407 | 108407 | Front plate, for HxW = 250 x 1200 mm, blind, white | EDB | xEnergy Basic | 63.3 | 10
| BPZ-FP-1200/300-BL | Y7-108398 | 108398 | Front plate, for HxW=300x1200mm, blind | EDB | xEnergy Basic | 62.4 | 10
| BPZ-FP-1200/300-BL-W | Y7-108408 | 108408 | Front plate, for HxW = 300 x 1200 mm, blind, white | EDB | xEnergy Basic | 68.5 | 10
| BPZ-FP-1200/350-BL | Y7-144884 | 144884 | Front plate, for HxW=350x1200mm, blind | EDB | xEnergy Basic | 65 | 10
| BPZ-FP-1200/400-BL | Y7-144885 | 144885 | Front plate, for HxW=400x1200mm, blind | EDB | xEnergy Basic | 84.5 | 10
| BPZ-FP-1200/500-BL | Y7-152516 | 152516 | Front plate, for HxW=500x1200mm, blind | EDB | xEnergy Basic | 76.7 | 10
| BPZ-FP-1200/500-BL-W | Y7-152518 | 152518 | Front plate, for HxW=500x1200mm, blind, white | EDB | xEnergy Basic | 96.8 | 10
| BPZ-FP-1200/800-BL | Y7-152517 | 152517 | Front plate, for HxW=800x1200mm, blind | EDB | xEnergy Basic | 130.5 | 10
| BPZ-FP-1200/800-BL-W | Y7-152519 | 152519 | Front plate, for HxW=800x1200mm, blind, white | EDB | xEnergy Basic | 138.1 | 10
| BPZ-FP-400/050-BL | Y7-286675 | 286675 | Front plate, for HxW=50x400mm, blind | EDB | xEnergy Basic | 11.12 | 10
| BPZ-FP-400/050-BL-W | Y7-292397 | 292397 | Front plate, for HxW=50x400mm, blind, white | EDB | xEnergy Basic | 22.08 | 10
| BPZ-FP-400/100-BL | Y7-286676 | 286676 | Front plate, for HxW=100x400mm, blind | EDB | xEnergy Basic | 13.89 | 10
| BPZ-FP-400/100-BL-W | Y7-292398 | 292398 | Front plate, for HxW=100x400mm, blind, white | EDB | xEnergy Basic | 19.69 | 10
| BPZ-FP-400/100-RMQ | Y7-108370 | 108370 | Front plate RMQ, for HxW=100x400mm | EDB | xEnergy Basic | 16.67 | 10
| BPZ-FP-400/100-RMQ-W | Y7-108372 | 108372 | RMQ front plate, for HxW = 100 x 400 mm, white | EDB | xEnergy Basic | 21.94 | 10
| BPZ-FP-400/125-BL | Y7-151252 | 151252 | Front plate, for HxW=125x400mm, blind | EDB | xEnergy Basic | 21.1 | 10
| BPZ-FP-400/150-45 | Y7-286678 | 286678 | Front plate for HxW=150x400mm, with 45 mm device cutout | EDB | xEnergy Basic | 20.84 | 10
| BPZ-FP-400/150-45-W | Y7-292400 | 292400 | Front plate for HxW=150x400mm, with 45 mm device cutout, white | EDB | xEnergy Basic | 22.8 | 10
| BPZ-FP-400/150-BL | Y7-286677 | 286677 | Front plate, for HxW=150x400mm, blind | EDB | xEnergy Basic | 20.84 | 10
| BPZ-FP-400/150-BL-W | Y7-292399 | 292399 | Front plate, for HxW=150x400mm, blind, white | EDB | xEnergy Basic | 23.22 | 10
| BPZ-FP-400/175-BL | Y7-151257 | 151257 | Front plate, for HxW=175x400mm, blind | EDB | xEnergy Basic | 23.62 | 10
| BPZ-FP-400/200-45 | Y7-286680 | 286680 | Front plate for HxW=200x400mm, with 45 mm device cutout | EDB | xEnergy Basic | 23.62 | 10
| BPZ-FP-400/200-45-W | Y7-292402 | 292402 | Front plate for HxW=200x400mm, with 45 mm device cutout, white | EDB | xEnergy Basic | 23.77 | 10
| BPZ-FP-400/200-BL | Y7-286679 | 286679 | Front plate, for HxW=200x400mm, blind | EDB | xEnergy Basic | 23.62 | 10
| BPZ-FP-400/200-BL-W | Y7-292401 | 292401 | Front plate, for HxW=200x400mm, blind, white | EDB | xEnergy Basic | 23.62 | 10
| BPZ-FP-400/250-BL | Y7-108389 | 108389 | Front plate, for HxW=250x400mm, blind | EDB | xEnergy Basic | 23.62 | 10
| BPZ-FP-400/250-BL-W | Y7-108399 | 108399 | Front plate, for HxW = 250 x 400 mm, blind, white | EDB | xEnergy Basic | 34.47 | 10
| BPZ-FP-400/300-BL | Y7-108390 | 108390 | Front plate, for HxW=300x400mm, blind | EDB | xEnergy Basic | 26.39 | 10
| BPZ-FP-400/300-BL-W | Y7-108400 | 108400 | Front plate, for HxW = 300 x 400 mm, blind, white | EDB | xEnergy Basic | 37 | 10
| BPZ-FP-400/350-BL | Y7-119229 | 119229 | Front plate, for HxW=350x400mm, blind | EDB | xEnergy Basic | 28.29 | 10
| BPZ-FP-400/350-BL-W | Y7-119245 | 119245 | Front plate, for HxW=350x400mm, blind, white | EDB | xEnergy Basic | 38.55 | 10
| BPZ-FP-400/400-BL | Y7-119230 | 119230 | Front plate, for HxW=400x400mm, blind | EDB | xEnergy Basic | 29.17 | 10
| BPZ-FP-400/400-BL-W | Y7-119246 | 119246 | Front plate, for HxW=400x400mm, blind, white | EDB | xEnergy Basic | 44.17 | 10
| BPZ-FP-400/500-BL | Y7-119231 | 119231 | Front plate, for HxW=500x400mm, blind | EDB | xEnergy Basic | 49.36 | 10
| BPZ-FP-400/500-BL-W | Y7-119247 | 119247 | Front plate, for HxW=500x400mm, blind, white | EDB | xEnergy Basic | 51.2 | 10
| BPZ-FP-400/800-BL | Y7-119232 | 119232 | Front plate, for HxW=800x400mm, blind | EDB | xEnergy Basic | 48.11 | 10
| BPZ-FP-400/800-BL-W | Y7-119248 | 119248 | Front plate, for HxW=800x400mm, blind, white | EDB | xEnergy Basic | 65.3 | 10
| BPZ-FP-600/050-BL | Y7-286681 | 286681 | Front plate, for HxW=50x600mm, blind | EDB | xEnergy Basic | 15.28 | 10
| BPZ-FP-600/050-BL-W | Y7-292403 | 292403 | Front plate, for HxW=50x600mm, blind, white | EDB | xEnergy Basic | 24.91 | 10
| BPZ-FP-600/100-BL | Y7-286682 | 286682 | Front plate, for HxW=100x600mm, blind | EDB | xEnergy Basic | 16.67 | 10
| BPZ-FP-600/100-BL-W | Y7-292404 | 292404 | Front plate, for HxW=100x600mm, blind, white | EDB | xEnergy Basic | 27.86 | 10
| BPZ-FP-600/100-RMQ | Y7-108371 | 108371 | Front plate RMQ, for HxW=100x600mm | EDB | xEnergy Basic | 30.44 | 10
| BPZ-FP-600/100-RMQ-W | Y7-108373 | 108373 | Front plate RMQ, for HxW=100x600mm, white | EDB | xEnergy Basic | 24.91 | 10
| BPZ-FP-600/125-BL | Y7-151253 | 151253 | Front plate, for HxW=125x600mm, blind | EDB | xEnergy Basic | 25.59 | 10
| BPZ-FP-600/150-45 | Y7-286684 | 286684 | Front plate for HxW=150x600mm, with 45 mm device cutout | EDB | xEnergy Basic | 30.21 | 10
| BPZ-FP-600/150-45-W | Y7-292406 | 292406 | Front plate for HxW=150x600mm, with 45 mm device cutout, white | EDB | xEnergy Basic | 26.16 | 10
| BPZ-FP-600/150-BL | Y7-286683 | 286683 | Front plate, for HxW=150x600mm, blind | EDB | xEnergy Basic | 21.45 | 10
| BPZ-FP-600/150-BL-W | Y7-292405 | 292405 | Front plate, for HxW=150x600mm, blind, white | EDB | xEnergy Basic | 26.58 | 10
| BPZ-FP-600/175-BL | Y7-151258 | 151258 | Front plate, for HxW=175x600mm, blind | EDB | xEnergy Basic | 30.26 | 10
| BPZ-FP-600/200-45 | Y7-286686 | 286686 | Front plate for HxW=200x600mm, with 45 mm device cutout | EDB | xEnergy Basic | 26.39 | 10
| BPZ-FP-600/200-45-W | Y7-292408 | 292408 | Front plate for HxW=200x600mm, with 45 mm device cutout, white | EDB | xEnergy Basic | 33.2 | 10
| BPZ-FP-600/200-BL | Y7-286685 | 286685 | Front plate, for HxW=200x600mm, blind | EDB | xEnergy Basic | 25 | 10
| BPZ-FP-600/200-BL-W | Y7-292407 | 292407 | Front plate, for HxW=200x600mm, blind, white | EDB | xEnergy Basic | 32.63 | 10
| BPZ-FP-600/250-BL | Y7-108391 | 108391 | Front plate, for HxW=250x600mm, blind | EDB | xEnergy Basic | 30.16 | 10
| BPZ-FP-600/250-BL-W | Y7-108401 | 108401 | Front plate, for HxW = 250 x 600 mm, blind, white | EDB | xEnergy Basic | 46.99 | 10
| BPZ-FP-600/300-BL | Y7-108392 | 108392 | Front plate, for HxW=300x600mm, blind | EDB | xEnergy Basic | 34.29 | 10
| BPZ-FP-600/300-BL-W | Y7-108402 | 108402 | Front plate, for HxW = 300 x 600 mm, blind, white | EDB | xEnergy Basic | 52.3 | 10
| BPZ-FP-600/350-BL | Y7-119233 | 119233 | Front plate, for HxW=350x600mm, blind | EDB | xEnergy Basic | 37.2 | 10
| BPZ-FP-600/350-BL-W | Y7-119249 | 119249 | Front plate, for HxW=350x600mm, blind, white | EDB | xEnergy Basic | 54.6 | 10
| BPZ-FP-600/400-BL | Y7-119234 | 119234 | Front plate, for HxW=400x600mm, blind | EDB | xEnergy Basic | 38.69 | 10
| BPZ-FP-600/400-BL-W | Y7-119250 | 119250 | Front plate, for HxW=400x600mm, blind, white | EDB | xEnergy Basic | 56.7 | 10
| BPZ-FP-600/500-BL | Y7-119235 | 119235 | Front plate, for HxW=500x600mm, blind | EDB | xEnergy Basic | 49.09 | 10
| BPZ-FP-600/500-BL-W | Y7-119251 | 119251 | Front plate, for HxW=500x600mm, blind, white | EDB | xEnergy Basic | 67 | 10
| BPZ-FP-600/800-BL | Y7-119236 | 119236 | Front plate, for HxW=800x600mm, blind | EDB | xEnergy Basic | 72.9 | 10
| BPZ-FP-600/800-BL-W | Y7-119252 | 119252 | Front plate, for HxW=800x600mm, blind, white | EDB | xEnergy Basic | 89.7 | 10
| BPZ-FP-800/050-BL | Y7-286687 | 286687 | Front plate, for HxW=50x800mm, blind | EDB | xEnergy Basic | 22.23 | 10
| BPZ-FP-800/050-BL-W | Y7-292409 | 292409 | Front plate, for HxW=50x800mm, blind, white | EDB | xEnergy Basic | 28.84 | 10
| BPZ-FP-800/100-BL | Y7-286688 | 286688 | Front plate, for HxW=100x800mm, blind | EDB | xEnergy Basic | 23.62 | 10
| BPZ-FP-800/100-BL-W | Y7-292410 | 292410 | Front plate, for HxW=100x800mm, blind, white | EDB | xEnergy Basic | 32.76 | 10
| BPZ-FP-800/125-BL | Y7-151254 | 151254 | Front plate, for HxW=125x800mm, blind | EDB | xEnergy Basic | 33.49 | 10
| BPZ-FP-800/150-45 | Y7-286690 | 286690 | Front plate for HxW=150x800mm, with 45 mm device cutout | EDB | xEnergy Basic | 36.79 | 10
| BPZ-FP-800/150-45-W | Y7-292412 | 292412 | Front plate for HxW=150x800mm, with 45 mm device cutout, white | EDB | xEnergy Basic | 31.94 | 10
| BPZ-FP-800/150-BL | Y7-286689 | 286689 | Front plate, for HxW=150x800mm, blind | EDB | xEnergy Basic | 26.39 | 10
| BPZ-FP-800/150-BL-W | Y7-292411 | 292411 | Front plate, for HxW=150x800mm, blind, white | EDB | xEnergy Basic | 36.01 | 10
| BPZ-FP-800/175-BL | Y7-151259 | 151259 | Front plate, for HxW=175x800mm, blind | EDB | xEnergy Basic | 36.72 | 10
| BPZ-FP-800/200-45 | Y7-286692 | 286692 | Front plate for HxW=200x800mm, with 45 mm device cutout | EDB | xEnergy Basic | 29.17 | 10
| BPZ-FP-800/200-45-W | Y7-292414 | 292414 | Front plate for HxW=200x800mm, with 45 mm device cutout, white | EDB | xEnergy Basic | 39.82 | 10
| BPZ-FP-800/200-BL | Y7-286691 | 286691 | Front plate, for HxW=200x800mm, blind | EDB | xEnergy Basic | 29.17 | 10
| BPZ-FP-800/200-BL-W | Y7-292413 | 292413 | Front plate, for HxW=200x800mm, blind, white | EDB | xEnergy Basic | 34.61 | 10
| BPZ-FP-800/250-BL | Y7-108393 | 108393 | Front plate, for HxW=250x800mm, blind | EDB | xEnergy Basic | 37.06 | 10
| BPZ-FP-800/250-BL-W | Y7-108403 | 108403 | Front plate, for HxW = 250 x 800 mm, blind, white | EDB | xEnergy Basic | 51.6 | 10
| BPZ-FP-800/300-BL | Y7-108394 | 108394 | Front plate, for HxW=300x800mm, blind | EDB | xEnergy Basic | 42.22 | 10
| BPZ-FP-800/300-BL-W | Y7-108404 | 108404 | Front plate, for HxW = 300 x 800 mm, blind, white | EDB | xEnergy Basic | 58.6 | 10
| BPZ-FP-800/350-BL | Y7-119237 | 119237 | Front plate, for HxW=350x800mm, blind | EDB | xEnergy Basic | 45.97 | 10
| BPZ-FP-800/350-BL-W | Y7-119253 | 119253 | Front plate, for HxW=350x800mm, blind, white | EDB | xEnergy Basic | 57.9 | 10
| BPZ-FP-800/400-BL | Y7-119238 | 119238 | Front plate, for HxW=400x800mm, blind | EDB | xEnergy Basic | 48.25 | 10
| BPZ-FP-800/400-BL-W | Y7-119254 | 119254 | Front plate, for HxW=400x800mm, blind, white | EDB | xEnergy Basic | 65.3 | 10
| BPZ-FP-800/500-BL | Y7-119239 | 119239 | Front plate, for HxW=500x800mm, blind | EDB | xEnergy Basic | 66.4 | 10
| BPZ-FP-800/500-BL-W | Y7-119255 | 119255 | Front plate, for HxW=500x800mm, blind, white | EDB | xEnergy Basic | 84.1 | 10
| BPZ-FP-800/800-BL | Y7-119240 | 119240 | Front plate, for HxW=800x800mm, blind | EDB | xEnergy Basic | 82.6 | 10
| BPZ-FP-800/800-BL-W | Y7-119256 | 119256 | Front plate, for HxW=800x800mm, blind, white | EDB | xEnergy Basic | 108.2 | 10
| BPZ-FP-NZM1X-2/2-400-MV | Y7-195392 | 195392 | Front plate multiple mounting NZM1, vertical, HxW=200x400mm | EDB | xEnergy Basic | 43.17 | 10
| BPZ-FP-NZM2X-2/0-400-MV | Y7-173607 | 173607 | Front plate multiple mounting NZM2, vertical HxW=300x400mm | EDB | xEnergy Basic | 41.59 | 10
| BPZ-FP-NZM2X-3/2-600-MV | Y7-173608 | 173608 | Front plate multiple mounting NZM2, vertical HxW=300x600mm | EDB | xEnergy Basic | 55.1 | 10
| BPZ-FP-NZM2X-4/4-1000-MV | Y7-173610 | 173610 | Front plate multiple mounting NZM2, vertical HxW=300x1000mm | EDB | xEnergy Basic | 93.9 | 10
| BPZ-FP-NZM2X-4/4-1200-MV | Y7-173611 | 173611 | Front plate multiple mounting NZM2, vertical HxW=300x1200mm | EDB | xEnergy Basic | 105.9 | 10
| BPZ-FP-NZM2X-4/4-800-MV | Y7-173609 | 173609 | Front plate multiple mounting NZM2, vertical HxW=300x800mm | EDB | xEnergy Basic | 71.3 | 10
| BPZ-FP-NZM3X-2/2-600-MV | Y7-173612 | 173612 | Front plate multiple mounting NZM3, vertical HxW=500x600mm | EDB | xEnergy Basic | 67.6 | 10
| BPZ-FP-NZM3X-3/3-1000-MV | Y7-173614 | 173614 | Front plate multiple mounting NZM3, vertical HxW=500x1000mm | EDB | xEnergy Basic | 110.1 | 10
| BPZ-FP-NZM3X-3/3-1200-MV | Y7-173615 | 173615 | Front plate multiple mounting NZM3, vertical HxW=500x1200mm | EDB | xEnergy Basic | 124.4 | 10
| BPZ-FP-NZM3X-3/3-800-MV | Y7-173613 | 173613 | Front plate multiple mounting NZM3, vertical HxW=500x800mm | EDB | xEnergy Basic | 90.4 | 10
| BPZ-FP-NZM4-400-MV-XVTL | Y7-173603 | 173603 | Front plate single mounting NZM4 for XVTL, vertical HxW=800x400mm | EDB | xEnergy Basic | 58.2 | 10
| BPZ-FP-NZM4-600-MH-XVTL | Y7-174375 | 174375 | Front plate single mounting NZM4 for XVTL, horizontal HxW=600x600mm | EDB | xEnergy Basic | 65 | 10
| BPZ-FP-NZM4-600-MV-XVTL | Y7-173604 | 173604 | Front plate single mounting NZM4 for XVTL, vertical HxW=800x600mm | EDB | xEnergy Basic | 83.1 | 10
| BPZ-FP-NZM4-800-MH-XVTL | Y7-173606 | 173606 | Front plate single mounting NZM4 for XVTL, horizontal HxW=400x800mm | EDB | xEnergy Basic | 64 | 10
| BPZ-FP-NZM4-800-MV-XVTL | Y7-173605 | 173605 | Front plate single mounting NZM4 for XVTL, vertical HxW=800x800mm | EDB | xEnergy Basic | 111.6 | 10
| BPZ-FP-NZM4X-2/2-800-MV-XVTL | Y7-173616 | 173616 | Front plate multiple mounting NZM4 for XVTL, vertical HxW=800x800mm | EDB | xEnergy Basic | 116.2 | 10
| BPZ-FP-NZM4X-3/2-1000-MV-XVTL | Y7-173617 | 173617 | Front plate multiple mounting NZM4 for XVTL, vertical HxW=800x1000mm | EDB | xEnergy Basic | 142 | 10
| BPZ-FP-NZM4X-3/3-1200-MV-XVTL | Y7-173618 | 173618 | Front plate multiple mounting NZM4 for XVTL, vertical HxW=800x1200mm | EDB | xEnergy Basic | 168 | 10
| BPZ-FP-NZM4-XDV-600-MH-XVTL | Y7-177332 | 177332 | Front plate NZM4-XDV symmetrical for XVTL, horizontal HxW=600x600mm | EDB | xEnergy Basic | 57 | 10
| BPZ-FPP-1000/150-BL | Y7-120735 | 120735 | Front plate with plastic insert, for HxW=150x1000mm | EDB | xEnergy Basic | 63.3 | 10
| BPZ-FPP-1000/300-BL | Y7-134202 | 134202 | Front plate with plastic insert, for HxW=300x1000mm | EDB | xEnergy Basic | 96.8 | 10
| BPZ-FPP-1000/500-BL | Y7-134203 | 134203 | Front plate with plastic insert, for HxW=500x1000mm | EDB | xEnergy Basic | 128.3 | 10
| BPZ-FPP-1200/150-BL | Y7-120736 | 120736 | Front plate with plastic insert, for HxW=150x1200mm | EDB | xEnergy Basic | 72.3 | 10
| BPZ-FPP-1200/300-BL | Y7-134204 | 134204 | Front plate with plastic insert, for HxW=300x1200mm | EDB | xEnergy Basic | 111.2 | 10
| BPZ-FPP-1200/500-BL | Y7-134205 | 134205 | Front plate with plastic insert, for HxW=500x1200mm | EDB | xEnergy Basic | 146.7 | 10
| BPZ-FPP-400/150-BL | Y7-120732 | 120732 | Front plate with plastic insert, for HxW=150x400mm | EDB | xEnergy Basic | 38.41 | 10
| BPZ-FPP-400/300-BL | Y7-108291 | 108291 | Front plate with plastic insert, for HxW=300x400mm | EDB | xEnergy Basic | 51.7 | 10
| BPZ-FPP-600/150-BL | Y7-120733 | 120733 | Front plate with plastic insert, for HxW=150x600mm | EDB | xEnergy Basic | 60.2 | 10
| BPZ-FPP-600/300-BL | Y7-108292 | 108292 | Front plate with plastic insert, for HxW=300x600mm | EDB | xEnergy Basic | 64.2 | 10
| BPZ-FPP-600/500-BL | Y7-108293 | 108293 | Front plate with plastic insert, for HxW=500x600mm | EDB | xEnergy Basic | 86.2 | 10
| BPZ-FPP-800/150-BL | Y7-120734 | 120734 | Front plate with plastic insert, for HxW=150x800mm | EDB | xEnergy Basic | 57.9 | 10
| BPZ-FPP-800/300-BL | Y7-108294 | 108294 | Front plate with plastic insert, for HxW=300x800mm | EDB | xEnergy Basic | 83.5 | 10
| BPZ-FPP-800/500-BL | Y7-108295 | 108295 | Front plate with plastic insert, for HxW=500x800mm | EDB | xEnergy Basic | 108.8 | 10
| BPZ-FPS/10 | Y7-106434 | 106434 | Front plate support, H=1000mm | EDB | xEnergy Basic | 31.95 | 1
| BPZ-FPS/1150 | Y7-112346 | 112346 | Front plate support, H=1150mm | EDB | xEnergy Basic | 30.98 | 1
| BPZ-FPS/13 | Y7-106433 | 106433 | Front plate support, H=1300mm | EDB | xEnergy Basic | 38.57 | 1
| BPZ-FPS/1450 | Y7-112347 | 112347 | Front plate support, H=1450mm | EDB | xEnergy Basic | 36.42 | 1
| BPZ-FPS/16 | Y7-106432 | 106432 | Front plate support, H=1600mm | EDB | xEnergy Basic | 50.3 | 1
| BPZ-FPS/17 | Y7-106431 | 106431 | Front plate support, H=1650mm | EDB | xEnergy Basic | 37.57 | 1
| BPZ-FPS/2 | Y7-106439 | 106439 | Front plate support, H=200mm | EDB | xEnergy Basic | 15.11 | 1
| BPZ-FPS/20 | Y7-106430 | 106430 | Front plate support, H=1950mm | EDB | xEnergy Basic | 42.8 | 1
| BPZ-FPS/3 | Y7-106438 | 106438 | Front plate support, H=300mm | EDB | xEnergy Basic | 22.98 | 1
| BPZ-FPS/350 | Y7-112343 | 112343 | Front plate support, H=350mm | EDB | xEnergy Basic | 15.12 | 1
| BPZ-FPS/5 | Y7-106437 | 106437 | Front plate support, H=500mm | EDB | xEnergy Basic | 30.13 | 1
| BPZ-FPS/650 | Y7-112344 | 112344 | Front plate support, H=650mm | EDB | xEnergy Basic | 20.47 | 1
| BPZ-FPS/7 | Y7-106436 | 106436 | Front plate support, H=700mm | EDB | xEnergy Basic | 24.32 | 1
| BPZ-FPS/8 | Y7-106435 | 106435 | Front plate support, H=800mm | EDB | xEnergy Basic | 37.82 | 1
| BPZ-FPS/950 | Y7-112345 | 112345 | Front plate support, H=950mm | EDB | xEnergy Basic | 28.95 | 1
| BPZ-FPV | Y7-120721 | 120721 | Front plate screw | EDB | xEnergy Basic | 3.48 | 1
| BPZ-FP-XNH1/2/3/SASY-600-MV | Y7-184523 | 184523 | Multiple mounting front plate for NH switch-disconnectors, W=600mm, XNH1/2/3 3p, busbar mounting | EDB | xEnergy Basic | 154.3 | 10
| BPZ-FP-XNH1/2/3/SASY-800-MV | Y7-184524 | 184524 | Multiple mounting front plate for NH switch-disconnectors, W=800mm, XNH1/2/3 3p, busbar mounting | EDB | xEnergy Basic | 187.9 | 10
| BPZ-FP-XNH1/2/SASY-400-MV | Y7-184522 | 184522 | Multiple mounting front plate for NH switch-disconnectors, W=400mm, XNH1/2 3p, busbar mounting | EDB | xEnergy Basic | 124.4 | 10
| BPZ-FS-1000/1 | Y7-293505 | 293505 | Front plate for base, HxW=100x1000mm | EDB | xEnergy Basic | 36.27 | 1
| BPZ-FS-1000/1-W | Y7-293506 | 293506 | Front cover for base, HxW=100x1000mm, white | EDB | xEnergy Basic | 38.12 | 1
| BPZ-FS-1000/2 | Y7-293507 | 293507 | Front plate for base, HxW=200x1000mm | EDB | xEnergy Basic | 57.1 | 1
| BPZ-FS-1000/2-W | Y7-293508 | 293508 | Front cover for base, HxW=200x1000mm, white | EDB | xEnergy Basic | 54.3 | 1
| BPZ-FS-1100/1 | Y7-142458 | 142458 | Front cover for base, HxW=100x1100mm | EDB | xEnergy Basic | 41.06 | 1
| BPZ-FS-1100/1-W | Y7-194548 | 194548 | Front cover for base, HxW=100x1100mm, white | EDB | xEnergy Basic | 42.35 | 1
| BPZ-FS-1100/2 | Y7-142462 | 142462 | Front cover for base, HxW=200x1100mm | EDB | xEnergy Basic | 51.3 | 1
| BPZ-FS-1200/1 | Y7-293509 | 293509 | Front cover for base, HxW=100x1200mm | EDB | xEnergy Basic | 41.84 | 1
| BPZ-FS-1200/1-W | Y7-293510 | 293510 | Front cover for base, HxW=100x1200mm, white | EDB | xEnergy Basic | 41.36 | 1
| BPZ-FS-1200/2 | Y7-293511 | 293511 | Front cover for base, HxW=200x1200mm | EDB | xEnergy Basic | 67 | 1
| BPZ-FS-1200/2-W | Y7-293512 | 293512 | Front cover for base, HxW=200x1200mm, white | EDB | xEnergy Basic | 56.2 | 1
| BPZ-FS-1350/1 | Y7-142459 | 142459 | Front cover for base, HxW=100x1350mm | EDB | xEnergy Basic | 50.1 | 1
| BPZ-FS-1350/2 | Y7-142463 | 142463 | Front cover for base, HxW=200x1350mm | EDB | xEnergy Basic | 64.4 | 1
| BPZ-FS-350/1 | Y7-142456 | 142456 | Front cover for base, HxW=100x350mm | EDB | xEnergy Basic | 23.49 | 1
| BPZ-FS-350/1-W | Y7-194546 | 194546 | Front cover for base, HxW=100x350mm, white | EDB | xEnergy Basic | 21.94 | 1
| BPZ-FS-350/2 | Y7-142460 | 142460 | Front cover for base, HxW=200x350mm | EDB | xEnergy Basic | 23.92 | 1
| BPZ-FS-400/1 | Y7-293493 | 293493 | Front cover for base, HxW=100x400mm | EDB | xEnergy Basic | 19.01 | 1
| BPZ-FS-400/1-W | Y7-293494 | 293494 | Front cover for base, HxW=100x400mm, white | EDB | xEnergy Basic | 18.85 | 1
| BPZ-FS-400/2 | Y7-293495 | 293495 | Front cover for base, HxW=200x400mm | EDB | xEnergy Basic | 33.15 | 1
| BPZ-FS-400/2-W | Y7-293496 | 293496 | Front cover for base, HxW=200x400mm, white | EDB | xEnergy Basic | 25.46 | 1
| BPZ-FS-600/1 | Y7-293497 | 293497 | Front cover for base, HxW=100x600mm | EDB | xEnergy Basic | 24.32 | 1
| BPZ-FS-600/1-W | Y7-293498 | 293498 | Front cover for base, HxW=100x600mm, white | EDB | xEnergy Basic | 23.92 | 1
| BPZ-FS-600/2 | Y7-293499 | 293499 | Front cover for base, HxW=200x600mm | EDB | xEnergy Basic | 37.4 | 1
| BPZ-FS-600/2-W | Y7-293500 | 293500 | Front cover for base, HxW=200x600mm, white | EDB | xEnergy Basic | 32.76 | 1
| BPZ-FS-800/1 | Y7-293501 | 293501 | Front plate for base, HxW=100x800mm | EDB | xEnergy Basic | 30.59 | 1
| BPZ-FS-800/1-W | Y7-293502 | 293502 | Front cover for base, HxW=100x800mm, white | EDB | xEnergy Basic | 33.77 | 1
| BPZ-FS-800/2 | Y7-293503 | 293503 | Front plate for base, HxW=200x800mm | EDB | xEnergy Basic | 47.02 | 1
| BPZ-FS-800/2-W | Y7-293504 | 293504 | Front cover for base, HxW=200x800mm, white | EDB | xEnergy Basic | 46.56 | 1
| BPZ-FS-850/1 | Y7-142457 | 142457 | Front cover for base, HxW=100x850mm | EDB | xEnergy Basic | 34.61 | 1
| BPZ-FS-850/1-W | Y7-194547 | 194547 | Front cover for base, HxW=100x850mm, white | EDB | xEnergy Basic | 36.72 | 1
| BPZ-FS-850/2 | Y7-142461 | 142461 | Front cover for base, HxW=200x850mm | EDB | xEnergy Basic | 46.71 | 1
| BPZ-GND-1000 | Y7-187870 | 187870 | Earth bar (copper) 20x5mm, insulated on mounting plate, for housing width 1000mm | EDB | xEnergy Basic | 106.2 | 1
| BPZ-GND-1200 | Y7-187871 | 187871 | Earth bar (copper) 20x5mm, insulated on mounting plate, for housing width 1200mm | EDB | xEnergy Basic | 110.1 | 1
| BPZ-GND-400 | Y7-187867 | 187867 | Earth bar (copper) 20x5mm, insulated on mounting plate, for housing width 400mm | EDB | xEnergy Basic | 83.1 | 1
| BPZ-GND-600 | Y7-187868 | 187868 | Earth bar (copper) 20x5mm, insulated on mounting plate, for housing width 600mm | EDB | xEnergy Basic | 91.7 | 1
| BPZ-GND-800 | Y7-187869 | 187869 | Earth bar (copper) 20x5mm, insulated on mounting plate, for housing width 800mm | EDB | xEnergy Basic | 109.7 | 1
| BPZ-IC/50-16/235-N | Y7-109261 | 109261 | Terminal, Insulation end connector blue, L=235mm | EDB | xEnergy Basic | 17.45 | 10
| BPZ-ICD-200/15 | Y7-174353 | 174353 | Internal cable duct / separation frame HxW=1450x200mm | EDB | xEnergy Basic | 418 | 1
| BPZ-ICD-200/17 | Y7-174354 | 174354 | Internal cable duct / separation frame HxW=1650x200mm | EDB | xEnergy Basic | 446.8 | 1
| BPZ-ICD-200/20 | Y7-174355 | 174355 | Internal cable duct / separation frame HxW=1950x200mm | EDB | xEnergy Basic | 461.8 | 1
| BPZ-ICD-400/15 | Y7-174356 | 174356 | Internal cable duct / separation frame HxW=1450x400mm | EDB | xEnergy Basic | 521 | 1
| BPZ-ICD-400/17 | Y7-174388 | 174388 | Internal cable duct / separation frame HxW=1650x400mm | EDB | xEnergy Basic | 551 | 1
| BPZ-ICD-400/20 | Y7-174389 | 174389 | Internal cable duct / separation frame HxW=1950x400mm | EDB | xEnergy Basic | 581 | 1
| BPZ-KAS-1000 | Y7-106443 | 106443 | Cable strain relief rail C-Profile W=1000mm | EDB | xEnergy Basic | 31.63 | 1
| BPZ-KAS-1200 | Y7-106444 | 106444 | Cable strain relief rail C-Profile W=1200mm | EDB | xEnergy Basic | 35.86 | 1
| BPZ-KAS-400 | Y7-106440 | 106440 | Cable strain relief rail C-Profile W=400mm | EDB | xEnergy Basic | 22.89 | 1
| BPZ-KAS-600 | Y7-106441 | 106441 | Cable strain relief rail C-Profile W=600mm | EDB | xEnergy Basic | 24.81 | 1
| BPZ-KAS-800 | Y7-106442 | 106442 | Cable strain relief rail C-Profile W=800mm | EDB | xEnergy Basic | 28.21 | 1
| BPZ-KB-1/175-ALU | Y7-102709 | 102709 | Terminal block, 1 pole, 175A, 1 output terminal, ALU | EDB | xEnergy Basic | 39.38 | 1
| BPZ-KB-1/2/800-ALU | Y7-102712 | 102712 | Terminal block, 1 pole, 800A, 2 output terminals, ALU | EDB | xEnergy Basic | 85.4 | 1
| BPZ-KB-10/175 | Y7-102715 | 102715 | Terminal block, 1 pole, 175A, 10 output terminals | EDB | xEnergy Basic | 40.05 | 1
| BPZ-KB-10/175-ALU | Y7-102707 | 102707 | Terminal block, 1 pole, 175A, 10 output terminals, ALU | EDB | xEnergy Basic | 44.68 | 1
| BPZ-KB-11/160 | Y7-102716 | 102716 | Terminal block, 4 poles, 160A, 1 input-, 11 output terminals, ALU | EDB | xEnergy Basic | 107.6 | 1
| BPZ-KB-11/250 | Y7-289967 | 289967 | Terminal block, 1 pole, 250A, 11 output terminals | EDB | xEnergy Basic | 54.9 | 1
| BPZ-KB-11/250-ALU | Y7-102705 | 102705 | Terminal block, 1 pole, 250A, 11 output terminals, ALU | EDB | xEnergy Basic | 65.1 | 1
| BPZ-KB-11/400 | Y7-102713 | 102713 | Terminal block, 1 pole, 400A, 11 output terminals | EDB | xEnergy Basic | 61.7 | 1
| BPZ-KB-11/400-ALU | Y7-102706 | 102706 | Terminal block, 1 pole, 400A, 11 output terminals, ALU | EDB | xEnergy Basic | 67.6 | 1
| BPZ-KB-12/250 | Y7-184977 | 184977 | 4-pole busbar system xClic, 250A | EDB | xEnergy Basic | 147.1 | 1
| BPZ-KB-13/125 | Y7-102719 | 102719 | Terminal block, 4 poles, 125A | EDB | xEnergy Basic | 45.43 | 1
| BPZ-KB-2/11/160 | Y7-178399 | 178399 | Terminal block, 1-pole, 160A, 11 output terminals | EDB | xEnergy Basic | 65.2 | 1
| BPZ-KB-2/1100-ALU | Y7-178404 | 178404 | Terminal block, 1-pole, 1100A, 2 output terminals, ALU | EDB | xEnergy Basic | 1005 | 1
| BPZ-KB-2/2/800-ALU | Y7-102711 | 102711 | Terminal block, 1 pole, 800A, 2 output terminals | EDB | xEnergy Basic | 93.4 | 1
| BPZ-KB-2/400 | Y7-178401 | 178401 | Terminal block, 1-pole, 400A, 2 output terminals | EDB | xEnergy Basic | 109.3 | 1
| BPZ-KB-2/400-ALU | Y7-178403 | 178403 | Terminal block, 1-pole, 400A, 2 output terminals, ALU | EDB | xEnergy Basic | 118.8 | 1
| BPZ-KB-2/8/125 | Y7-178398 | 178398 | Terminal block, 1-pole, 125A, 8 output terminals | EDB | xEnergy Basic | 55.1 | 1
| BPZ-KB-24/250 | Y7-289971 | 289971 | Terminal block, 250 A/63 A | EDB | xEnergy Basic | 139 | 1
| BPZ-KB-4/80 | Y7-289969 | 289969 | Terminal block, 1 pole, 80A, 6 output terminals | EDB | xEnergy Basic | 13.89 | 1
| BPZ-KB-6/125 | Y7-102714 | 102714 | Terminal block, 1 pole, 125A, 6 output terminals | EDB | xEnergy Basic | 26.76 | 1
| BPZ-KB-6/125-ALU | Y7-102703 | 102703 | Terminal block, 1 pole, 125 A, 6 output terminals, ALU | EDB | xEnergy Basic | 29.36 | 1
| BPZ-KB-6/160 | Y7-289970 | 289970 | Terminal block, 1 pole, 160A, 6 output terminals | EDB | xEnergy Basic | 41.79 | 1
| BPZ-KB-6/160-ALU | Y7-102704 | 102704 | Terminal block, 1 pole, 160 A, 6 output terminals, ALU | EDB | xEnergy Basic | 45.73 | 1
| BPZ-KB-6/175 | Y7-102717 | 102717 | Terminal block, 3 poles, 175A, 1 input-, 6 output terminals, ALU | EDB | xEnergy Basic | 74.7 | 1
| BPZ-KB-6/175-ALU | Y7-102708 | 102708 | Terminal block, 3 poles, 175A, 1 input-, 6 output terminals, ALU | EDB | xEnergy Basic | 86.8 | 1
| BPZ-KB-6/400 | Y7-178400 | 178400 | Terminal block, 1-pole, 400A, 6 output terminals | EDB | xEnergy Basic | 106.7 | 1
| BPZ-KB-6/400-ALU | Y7-178402 | 178402 | Terminal block, 1-pole, 400A, 6 output terminals, ALU | EDB | xEnergy Basic | 112.3 | 1
| BPZ-KB-6/80-ALU | Y7-102702 | 102702 | Terminal block, 1 pole, 80 A, 6 output terminals, ALU | EDB | xEnergy Basic | 15.37 | 1
| BPZ-KB-8/125 | Y7-289968 | 289968 | Terminal block, 4 poles, 125A | EDB | xEnergy Basic | 36.12 | 1
| BPZ-KB-9/125 | Y7-102718 | 102718 | Terminal block, 4 poles, 125A | EDB | xEnergy Basic | 32.96 | 1
| BPZ-KC-1/35-ALU | Y7-195330 | 195330 | Terminal block 1x35mm², 135A Cu / 120A Al | EDB | xEnergy Basic | 7.66 | 1
| BPZ-KEY/DH | Y7-116676 | 116676 | Key for lock with D hole DH | EDB | xEnergy Basic | 17.02 | 1
| BPZ-KEY/SH6 | Y7-116674 | 116674 | Key for lock with 6x6 hole SH6 | EDB | xEnergy Basic | 17.02 | 1
| BPZ-KFS-1000 | Y7-187893 | 187893 | Cable duct, for W = 1000 mm, C section | EDB | xEnergy Basic | 43.75 | 1
| BPZ-KFS-1100 | Y7-142477 | 142477 | Cable guard rail | EDB | xEnergy Basic | 42.07 | 1
| BPZ-KFS-1200 | Y7-116296 | 116296 | Cable clamp rails C section | EDB | xEnergy Basic | 51.1 | 1
| BPZ-KFS-1350 | Y7-142478 | 142478 | Cable guard rail | EDB | xEnergy Basic | 47.83 | 1
| BPZ-KFS-350 | Y7-142475 | 142475 | Cable guard rail | EDB | xEnergy Basic | 21.66 | 1
| BPZ-KFS-400 | Y7-116293 | 116293 | Cable clamp rails C section | EDB | xEnergy Basic | 23.17 | 1
| BPZ-KFS-600 | Y7-116294 | 116294 | Cable clamp rails C section | EDB | xEnergy Basic | 31.69 | 1
| BPZ-KFS-800 | Y7-187892 | 187892 | Cable duct, for W = 800 mm, C section | EDB | xEnergy Basic | 38.55 | 1
| BPZ-KFS-850 | Y7-142476 | 142476 | Cable guard rail | EDB | xEnergy Basic | 38.41 | 1
| BPZ-KIT-MPL-1000 | Y7-134213 | 134213 | Mounting set maximum installation depth HxW=300x1000mm | EDB | xEnergy Basic | 145.6 | 1
| BPZ-KIT-MPL-1000-W | Y7-134218 | 134218 | Mounting set maximum installation depth HxW=300x1000mm white | EDB | xEnergy Basic | 151.7 | 1
| BPZ-KIT-MPL-1200 | Y7-134214 | 134214 | Mounting set maximum installation depth HxW=300x1200mm | EDB | xEnergy Basic | 159.8 | 1
| BPZ-KIT-MPL-1200-W | Y7-134219 | 134219 | Mounting set maximum installation depth HxW=300x1200mm white | EDB | xEnergy Basic | 166.5 | 1
| BPZ-KIT-MPL-400 | Y7-134210 | 134210 | Mounting set maximum installation depth HxW=300x400mm | EDB | xEnergy Basic | 99 | 1
| BPZ-KIT-MPL-400-W | Y7-134215 | 134215 | Mounting set maximum installation depth HxW=300x400mm white | EDB | xEnergy Basic | 101.3 | 1
| BPZ-KIT-MPL-600 | Y7-134211 | 134211 | Mounting set maximum installation depth HxW=300x600mm | EDB | xEnergy Basic | 122.5 | 1
| BPZ-KIT-MPL-600-W | Y7-134216 | 134216 | Mounting set maximum installation depth HxW=300x600mm white | EDB | xEnergy Basic | 123.4 | 1
| BPZ-KIT-MPL-800 | Y7-134212 | 134212 | Mounting set maximum installation depth HxW=300x800mm | EDB | xEnergy Basic | 131.3 | 1
| BPZ-KIT-MPL-800-W | Y7-134217 | 134217 | Mounting set maximum installation depth HxW=300x800mm white | EDB | xEnergy Basic | 136 | 1
| BPZ-KIT-MPL-NZMX-XDV/XMV/XR-XVTL | Y7-174381 | 174381 | Fixing brackets for maximum installation depth for XVTL | EDB | xEnergy Basic | 34.61 | 1
| BPZ-KIT-PD3-600-W | Y7-102470 | 102470 | Blue tariff schedule, 3-phase, white | EDB | xEnergy Basic | 193 | 1
| BPZ-KIT-PD-600-W | Y7-293612 | 293612 | Mounting kit for meter plate F, white | EDB | xEnergy Basic | 133 | 1
| BPZ-KR101/300 | Y7-187884 | 187884 | Cable marshalling box for IP30 floor standing distribution boards, HxWxD = 100 x 1000 x 300 mm, gray | EDB | xEnergy Basic | 189.4 | 1
| BPZ-KR101/300-W | Y7-187888 | 187888 | Cable marshalling box for IP30 floor standing distribution boards, HxWxD = 100 x 1000 x 300 mm, white | EDB | xEnergy Basic | 204.6 | 1
| BPZ-KR101/320 | Y7-187890 | 187890 | Cable marshalling box for IP54 floor standing distribution boards, HxWxD = 100 x 1000 x 320 mm, gray | EDB | xEnergy Basic | 175.6 | 1
| BPZ-KR101/400 | Y7-193222 | 193222 | Cable arrangement plinth for floor standing distribution board IP54, HxWxD=100x1000x400mm, grey | EDB | xEnergy Basic | 203.6 | 1
| BPZ-KR102/300 | Y7-187885 | 187885 | Cable marshalling box for IP30 floor standing distribution boards, HxWxD = 200 x 1000 x 300 mm, gray | EDB | xEnergy Basic | 271 | 1
| BPZ-KR102/300-W | Y7-187889 | 187889 | Cable marshalling box for IP30 floor standing distribution boards, HxWxD = 200 x 1000 x 300 mm, white | EDB | xEnergy Basic | 322.6 | 1
| BPZ-KR102/320 | Y7-187891 | 187891 | Cable marshalling box for IP54 floor standing distribution boards, HxWxD = 200 x 1000 x 320 mm, gray | EDB | xEnergy Basic | 247.8 | 1
| BPZ-KR102/400 | Y7-193227 | 193227 | Cable arrangement plinth for floor standing distribution board IP54, HxWxD=200x1000x400mm, grey | EDB | xEnergy Basic | 294.5 | 1
| BPZ-KR110/400 | Y7-193199 | 193199 | Cable arrangement plinth for floor standing distribution board IP54, HxWxD=75x1100x400mm, grey | EDB | xEnergy Basic | 209.4 | 1
| BPZ-KR111/250 | Y7-142467 | 142467 | Cable interconnect frame IP54, HxWxD=100x1100x250mm | EDB | xEnergy Basic | 213.9 | 1
| BPZ-KR111/400 | Y7-193203 | 193203 | Cable arrangement plinth for floor standing distribution board IP54, HxWxD=100x1100x400mm, grey | EDB | xEnergy Basic | 219.6 | 1
| BPZ-KR112/250 | Y7-142472 | 142472 | Cable interconnect frame IP54, HxWxD=200x1100x250mm | EDB | xEnergy Basic | 303.4 | 1
| BPZ-KR112/400 | Y7-193207 | 193207 | Cable arrangement plinth for floor standing distribution board IP54, HxWxD=200x1100x400mm, grey | EDB | xEnergy Basic | 313.8 | 1
| BPZ-KR121/300 | Y7-116275 | 116275 | Cable interconnect frame, HxWxD=100x1200x300mm | EDB | xEnergy Basic | 185.3 | 1
| BPZ-KR121/300-W | Y7-116283 | 116283 | Cable interconnect frame, HxWxD=100x1200x300mm, white | EDB | xEnergy Basic | 204.9 | 1
| BPZ-KR121/320 | Y7-116291 | 116291 | Cable interconnect frame IP54, HxWxD=100x1200x320mm | EDB | xEnergy Basic | 173 | 1
| BPZ-KR121/400 | Y7-193223 | 193223 | Cable arrangement plinth for floor standing distribution board IP54, HxWxD=100x1200x400mm, grey | EDB | xEnergy Basic | 212.3 | 1
| BPZ-KR122/300 | Y7-116276 | 116276 | Cable interconnect frame, HxWxD=200x1200x300mm | EDB | xEnergy Basic | 279.2 | 1
| BPZ-KR122/300-W | Y7-116284 | 116284 | Cable interconnect frame, HxWxD=200x1200x300mm, white | EDB | xEnergy Basic | 343.4 | 1
| BPZ-KR122/320 | Y7-116292 | 116292 | Cable interconnect frame IP54, HxWxD=200x1200x320mm | EDB | xEnergy Basic | 257.2 | 1
| BPZ-KR122/400 | Y7-193228 | 193228 | Cable arrangement plinth for floor standing distribution board IP54, HxWxD=200x1200x400mm, grey | EDB | xEnergy Basic | 302.7 | 1
| BPZ-KR130/400 | Y7-193200 | 193200 | Cable arrangement plinth for floor standing distribution board IP54, HxWxD=75x1350x400mm, grey | EDB | xEnergy Basic | 223 | 1
| BPZ-KR131/250 | Y7-142468 | 142468 | Cable interconnect frame IP54, HxWxD=100x1350x250mm | EDB | xEnergy Basic | 222.1 | 1
| BPZ-KR131/400 | Y7-193204 | 193204 | Cable arrangement plinth for floor standing distribution board IP54, HxWxD=100x1350x400mm, grey | EDB | xEnergy Basic | 229.5 | 1
| BPZ-KR132/250 | Y7-142473 | 142473 | Cable interconnect frame IP54, HxWxD=200x1350x250mm | EDB | xEnergy Basic | 318.8 | 1
| BPZ-KR132/400 | Y7-193208 | 193208 | Cable arrangement plinth for floor standing distribution board IP54, HxWxD=200x1350x400mm, grey | EDB | xEnergy Basic | 330.9 | 1
| BPZ-KR3.50/400 | Y7-193196 | 193196 | Cable arrangement plinth for floor standing distribution board IP54, HxWxD=75x350x400mm, grey | EDB | xEnergy Basic | 176.3 | 1
| BPZ-KR3.51/250 | Y7-142464 | 142464 | Cable interconnect frame IP54, HxWxD=100x350x250mm | EDB | xEnergy Basic | 178.7 | 1
| BPZ-KR3.51/400 | Y7-193201 | 193201 | Cable arrangement plinth for floor standing distribution board IP54, HxWxD=100x350x400mm, grey | EDB | xEnergy Basic | 182.7 | 1
| BPZ-KR3.52/250 | Y7-142469 | 142469 | Cable interconnect frame IP54, HxWxD=200x350x250mm | EDB | xEnergy Basic | 236.8 | 1
| BPZ-KR3.52/400 | Y7-193205 | 193205 | Cable arrangement plinth for floor standing distribution board IP54, HxWxD=200x350x400mm, grey | EDB | xEnergy Basic | 239.2 | 1
| BPZ-KR41/300 | Y7-116269 | 116269 | Cable interconnect frame, HxWxD=100x400x300mm | EDB | xEnergy Basic | 140.7 | 1
| BPZ-KR41/300-W | Y7-116277 | 116277 | Cable interconnect frame, HxWxD=100x400x300mm, white | EDB | xEnergy Basic | 170.6 | 1
| BPZ-KR41/320 | Y7-116285 | 116285 | Cable interconnect frame IP54, HxWxD=100x400x320mm | EDB | xEnergy Basic | 128.3 | 1
| BPZ-KR41/400 | Y7-193219 | 193219 | Cable arrangement plinth for floor standing distribution board IP54, HxWxD=100x400x400mm, grey | EDB | xEnergy Basic | 174.5 | 1
| BPZ-KR42/300 | Y7-116270 | 116270 | Cable interconnect frame, HxWxD=200x400x300mm | EDB | xEnergy Basic | 214.9 | 1
| BPZ-KR42/300-W | Y7-116278 | 116278 | Cable interconnect frame, HxWxD=200x400x300mm, white | EDB | xEnergy Basic | 272.2 | 1
| BPZ-KR42/320 | Y7-116286 | 116286 | Cable interconnect frame IP54, HxWxD=200x400x320mm | EDB | xEnergy Basic | 191.1 | 1
| BPZ-KR42/400 | Y7-193224 | 193224 | Cable arrangement plinth for floor standing distribution board IP54, HxWxD=200x400x400mm, grey | EDB | xEnergy Basic | 252.3 | 1
| BPZ-KR60/400 | Y7-193197 | 193197 | Cable arrangement plinth for floor standing distribution board IP54, HxWxD=75x600x400mm, grey | EDB | xEnergy Basic | 187.9 | 1
| BPZ-KR61/250 | Y7-142465 | 142465 | Cable interconnect frame IP54, HxWxD=100x600x250mm | EDB | xEnergy Basic | 177.1 | 1
| BPZ-KR61/300 | Y7-116271 | 116271 | Cable interconnect frame, HxWxD=100x600x300mm | EDB | xEnergy Basic | 150.5 | 1
| BPZ-KR61/300-W | Y7-116279 | 116279 | Cable interconnect frame, HxWxD=100x600x300mm, white | EDB | xEnergy Basic | 178.8 | 1
| BPZ-KR61/320 | Y7-116287 | 116287 | Cable interconnect frame IP54, HxWxD=100x600x320mm | EDB | xEnergy Basic | 138.1 | 1
| BPZ-KR61/400 | Y7-193220 | 193220 | Cable arrangement plinth for floor standing distribution board IP54, HxWxD=100x600x400mm, grey | EDB | xEnergy Basic | 180 | 1
| BPZ-KR62/250 | Y7-142470 | 142470 | Cable interconnect frame IP54, HxWxD=200x600x250mm | EDB | xEnergy Basic | 252.2 | 1
| BPZ-KR62/300 | Y7-116272 | 116272 | Cable interconnect frame, HxWxD=200x600x300mm | EDB | xEnergy Basic | 217.5 | 1
| BPZ-KR62/300-W | Y7-116280 | 116280 | Cable interconnect frame, HxWxD=200x600x300mm, white | EDB | xEnergy Basic | 296.4 | 1
| BPZ-KR62/320 | Y7-116288 | 116288 | Cable interconnect frame IP54, HxWxD=200x600x320mm | EDB | xEnergy Basic | 209.3 | 1
| BPZ-KR62/400 | Y7-193225 | 193225 | Cable arrangement plinth for floor standing distribution board IP54, HxWxD=200x600x400mm, grey | EDB | xEnergy Basic | 256.2 | 1
| BPZ-KR8.50/400 | Y7-193198 | 193198 | Cable arrangement plinth for floor standing distribution board IP54, HxWxD=75x850x400mm, grey | EDB | xEnergy Basic | 202.4 | 1
| BPZ-KR8.51/250 | Y7-142466 | 142466 | Cable interconnect frame IP54, HxWxD=100x850x250mm | EDB | xEnergy Basic | 198 | 1
| BPZ-KR8.51/400 | Y7-193202 | 193202 | Cable arrangement plinth for floor standing distribution board IP54, HxWxD=100x850x400mm, grey | EDB | xEnergy Basic | 200.3 | 1
| BPZ-KR8.52/250 | Y7-142471 | 142471 | Cable interconnect frame IP54, HxWxD=200x850x250mm | EDB | xEnergy Basic | 283.4 | 1
| BPZ-KR8.52/400 | Y7-193206 | 193206 | Cable arrangement plinth for floor standing distribution board IP54, HxWxD=200x850x400mm, grey | EDB | xEnergy Basic | 290.5 | 1
| BPZ-KR81/300 | Y7-187882 | 187882 | Cable marshalling box for IP30 floor standing distribution boards, HxWxD = 100 x 800 x 300 mm, gray | EDB | xEnergy Basic | 181.3 | 1
| BPZ-KR81/300-W | Y7-187886 | 187886 | Cable marshalling box for IP30 floor standing distribution boards, HxWxD = 100 x 800 x 300 mm, white | EDB | xEnergy Basic | 196 | 1
| BPZ-KR81/320 | Y7-187910 | 187910 | Cable marshalling box for IP54 floor standing distribution boards, HxWxD = 100 x 800 x 320 mm, gray | EDB | xEnergy Basic | 168.1 | 1
| BPZ-KR81/400 | Y7-193221 | 193221 | Cable arrangement plinth for floor standing distribution board IP54, HxWxD=100x800x400mm, grey | EDB | xEnergy Basic | 195.5 | 1
| BPZ-KR82/300 | Y7-187883 | 187883 | Cable marshalling box for IP30 floor standing distribution boards, HxWxD = 200 x 800 x 300 mm, gray | EDB | xEnergy Basic | 264.5 | 1
| BPZ-KR82/300-W | Y7-187887 | 187887 | Cable marshalling box for IP30 floor standing distribution boards, HxWxD = 200 x 800 x 300 mm, white | EDB | xEnergy Basic | 308.6 | 1
| BPZ-KR82/320 | Y7-187911 | 187911 | Cable marshalling box for IP54 floor standing distribution boards, HxWxD = 200 x 800 x 320 mm, gray | EDB | xEnergy Basic | 241.9 | 1
| BPZ-KR82/400 | Y7-193226 | 193226 | Cable arrangement plinth for floor standing distribution board IP54, HxWxD=200x800x400mm, grey | EDB | xEnergy Basic | 290.2 | 1
| BPZ-KTH-KSK-F1 | Y7-190041 | 190041 | Terminal support for mounting the combination plug-in terminal KSK in the xEnergy basic enclosure | EDB | xEnergy Basic | 29.17 | 1
| BPZ-KTH-KSK-F2 | Y7-190042 | 190042 | Terminal support for mounting the combination plug-in terminal KSK in the xEnergy basic enclosure | EDB | xEnergy Basic | 31.95 | 1
| BPZ-LABEL-PEN | Y7-121070 | 121070 | Adhesive label for protective multiple earthing connection point | EDB | xEnergy Basic | 15.05 | 1
| BPZ-LE | Y7-286770 | 286770 | Lifting eye | EDB | xEnergy Basic | 6.95 | 1
| BPZ-LOCK | Y7-102467 | 102467 | Lock, simultaneous locking with 2 keys, grey | EDB | xEnergy Basic | 44.45 | 1
| BPZ-LOCK/DBIT3 | Y7-178405 | 178405 | Lock with 3 mm double ward insert with 1 key, gray | EDB | xEnergy Basic | 25.16 | 1
| BPZ-LOCK/DH | Y7-116675 | 116675 | Lock with D hole | EDB | xEnergy Basic | 37 | 1
| BPZ-LOCK/DHMETAL | Y7-116914 | 116914 | Metal-lock with D hole | EDB | xEnergy Basic | 28.29 | 1
| BPZ-LOCK/SH6 | Y7-116673 | 116673 | Lock SH6 with 6x6 hole (cylinder lock) | EDB | xEnergy Basic | 45.16 | 1
| BPZ-LOCK/SH6METAL | Y7-116913 | 116913 | Metal-lock SH6 with 6x6 hole (change of rotary door lock) | EDB | xEnergy Basic | 24.91 | 1
| BPZ-LOCK/Z | Y7-120766 | 120766 | Profile half cylinder with 2 keys | EDB | xEnergy Basic | 887 | 1
| BPZ-MAH-1000 | Y7-154956 | 154956 | Aluminum Rail for vertical interior fittings Width 1000mm | EDB | xEnergy Basic | 17.59 | 10
| BPZ-MAH-1200 | Y7-154957 | 154957 | Aluminum Rail for vertical interior fittings Width 1200mm | EDB | xEnergy Basic | 19.56 | 10
| BPZ-MAH-400 | Y7-154953 | 154953 | Aluminum Rail for vertical interior fittings Width 400mm | EDB | xEnergy Basic | 11.99 | 10
| BPZ-MAH-600 | Y7-154954 | 154954 | Aluminum Rail for vertical interior fittings Width 600mm | EDB | xEnergy Basic | 14.76 | 10
| BPZ-MAH-800 | Y7-154955 | 154955 | Aluminum Rail for vertical interior fittings Width 800mm | EDB | xEnergy Basic | 16.04 | 10
| BPZ-MAH-VZ-STG-1200 | Y7-144883 | 144883 | Mounting rail, for 1200 mm width | EDB | xEnergy Basic | 34.61 | 1
| BPZ-MES-1000/10-ST | Y7-119322 | 119322 | Mounting insert with steel front plates HxW=949x1000mm, 5 rows | EDB | xEnergy Basic | 343.3 | 1
| BPZ-MES-1000/12-ST | Y7-119323 | 119323 | Mounting insert with steel front plates HxW=1149x1000mm, 6 rows | EDB | xEnergy Basic | 396.7 | 1
| BPZ-MES-1000/15-ST | Y7-119324 | 119324 | Mounting insert with steel front plates HxW=1449x1000mm, 7 rows | EDB | xEnergy Basic | 502 | 1
| BPZ-MES-1000/17-ST | Y7-119325 | 119325 | Mounting insert with steel front plates HxW=1649x1000mm, 8 rows | EDB | xEnergy Basic | 588 | 1
| BPZ-MES-1000/20-ST | Y7-119326 | 119326 | Mounting insert with steel front plates HxW=1949x1000mm, 9 rows | EDB | xEnergy Basic | 669 | 1
| BPZ-MES-1200/12-ST | Y7-119327 | 119327 | Mounting insert with steel front plates HxW=1149x1200mm, 6 rows | EDB | xEnergy Basic | 450.3 | 1
| BPZ-MES-1200/15-ST | Y7-119328 | 119328 | Mounting insert with steel front plates HxW=1449x1200mm, 7 rows | EDB | xEnergy Basic | 571 | 1
| BPZ-MES-1200/17-ST | Y7-119329 | 119329 | Mounting insert with steel front plates HxW=1649x1200mm, 8 rows | EDB | xEnergy Basic | 668 | 1
| BPZ-MES-1200/20-ST | Y7-119330 | 119330 | Mounting insert with steel front plates HxW=1949x1200mm, 9 rows | EDB | xEnergy Basic | 760 | 1
| BPZ-MES-400/10-ST | Y7-119308 | 119308 | Mounting insert with steel front plates HxW=949x400mm, 5 rows | EDB | xEnergy Basic | 234.6 | 1
| BPZ-MES-400/12-ST | Y7-119309 | 119309 | Mounting insert with steel front plates HxW=1149x400mm, 6 rows | EDB | xEnergy Basic | 269.7 | 1
| BPZ-MES-400/7-ST | Y7-119307 | 119307 | Mounting insert with steel front plates HxW=649x400mm, 4 rows | EDB | xEnergy Basic | 173.9 | 1
| BPZ-MES-600/10-ST | Y7-119312 | 119312 | Mounting insert with steel front plates HxW=949x600mm, 5 rows | EDB | xEnergy Basic | 266.2 | 1
| BPZ-MES-600/12-ST | Y7-119313 | 119313 | Mounting insert with steel front plates HxW=1149x600mm, 6 rows | EDB | xEnergy Basic | 307.7 | 1
| BPZ-MES-600/15-ST | Y7-119314 | 119314 | Mounting insert with steel front plates HxW=1449x600mm, 7 rows | EDB | xEnergy Basic | 387.2 | 1
| BPZ-MES-600/17-ST | Y7-119315 | 119315 | Mounting insert with steel front plates HxW=1649x600mm, 8 rows | EDB | xEnergy Basic | 463.9 | 1
| BPZ-MES-600/20-ST | Y7-119316 | 119316 | Mounting insert with steel front plates HxW=1949x600mm, 9 rows | EDB | xEnergy Basic | 521 | 1
| BPZ-MES-600/4-ST | Y7-119310 | 119310 | Mounting insert with steel front plates HxW=349x600mm, 3 rows | EDB | xEnergy Basic | 152.9 | 1
| BPZ-MES-600/7-ST | Y7-119311 | 119311 | Mounting insert with steel front plates HxW=649x600mm, 4 rows | EDB | xEnergy Basic | 194 | 1
| BPZ-MES-800/10-ST | Y7-119317 | 119317 | Mounting insert with steel front plates HxW=949x800mm, 5 rows | EDB | xEnergy Basic | 298.7 | 1
| BPZ-MES-800/12-ST | Y7-119318 | 119318 | Mounting insert with steel front plates HxW=1149x800mm, 6 rows | EDB | xEnergy Basic | 345.5 | 1
| BPZ-MES-800/15-ST | Y7-119319 | 119319 | Mounting insert with steel front plates HxW=1449x800mm, 7 rows | EDB | xEnergy Basic | 438.9 | 1
| BPZ-MES-800/17-ST | Y7-119320 | 119320 | Mounting insert with steel front plates HxW=1649x800mm, 8 rows | EDB | xEnergy Basic | 521 | 1
| BPZ-MES-800/20-ST | Y7-119321 | 119321 | Mounting insert with steel front plates HxW=1949x800mm, 9 rows | EDB | xEnergy Basic | 586 | 1
| BPZ-MH | Y7-166660 | 166660 | Hinge set, for BPM-enclosure | EDB | xEnergy Basic | 6.95 | 1
| BPZ-MN-FS-1000/1 | Y7-120689 | 120689 | Front cover for zmaskz distribution board base, H x W = 100 x 973 mm | EDB | xEnergy Basic | 30.56 | 1
| BPZ-MN-FS-1000/2 | Y7-120690 | 120690 | Front cover for zmaskz distribution board base, H x W = 200 x 973 mm | EDB | xEnergy Basic | 39.82 | 1
| BPZ-MN-FS-600/1 | Y7-120685 | 120685 | Front cover for zmaskz distribution board base, H x W = 100 x 573 mm | EDB | xEnergy Basic | 23.92 | 1
| BPZ-MN-FS-600/2 | Y7-120686 | 120686 | Front cover for zmaskz distribution board base, H x W = 200 x 573 mm | EDB | xEnergy Basic | 26.58 | 1
| BPZ-MN-FS-800/1 | Y7-120687 | 120687 | Front cover for zmaskz distribution board base, H x W = 100 x 773 mm | EDB | xEnergy Basic | 29.68 | 1
| BPZ-MN-FS-800/2 | Y7-120688 | 120688 | Front cover for zmaskz distribution board base, H x W = 200 x 773 mm | EDB | xEnergy Basic | 38.69 | 1
| BPZ-MN-SS/1/175 | Y7-119214 | 119214 | Corner protection for zmaskz distribution board base, H x D = 100 x 175 mm | EDB | xEnergy Basic | 34.61 | 1
| BPZ-MN-SS/2/175 | Y7-119215 | 119215 | Corner protection for zmaskz distribution board base, H x D = 200 x 175 mm | EDB | xEnergy Basic | 32.92 | 1
| BPZ-MPL100-1000 | Y7-114803 | 114803 | Mounting plate for HxW=100x1000mm | EDB | xEnergy Basic | 24.62 | 1
| BPZ-MPL100-1200 | Y7-114804 | 114804 | Mounting plate for HxW=100x1200mm | EDB | xEnergy Basic | 27.86 | 1
| BPZ-MPL100-400 | Y7-114799 | 114799 | Mounting plate for HxW=100x400mm | EDB | xEnergy Basic | 24.91 | 1
| BPZ-MPL100-425 | Y7-114800 | 114800 | Mounting plate for HxW=100x425mm | EDB | xEnergy Basic | 15.95 | 1
| BPZ-MPL100-600 | Y7-114801 | 114801 | Mounting plate for HxW=100x600mm | EDB | xEnergy Basic | 17.64 | 1
| BPZ-MPL100-800 | Y7-114802 | 114802 | Mounting plate for HxW=100x800mm | EDB | xEnergy Basic | 21.75 | 1
| BPZ-MPL1150-1000 | Y7-153028 | 153028 | Universal mounting plate for HxW=1150x1000mm | EDB | xEnergy Basic | 151.7 | 1
| BPZ-MPL1150-1200 | Y7-153029 | 153029 | Universal mounting plate for HxW=1150x1200mm | EDB | xEnergy Basic | 165.9 | 1
| BPZ-MPL1150-400 | Y7-108336 | 108336 | Universal mounting plate for HxW=1150x400mm | EDB | xEnergy Basic | 61.2 | 1
| BPZ-MPL1150-600 | Y7-108343 | 108343 | Universal mounting plate for HxW=1150x600mm | EDB | xEnergy Basic | 133.3 | 1
| BPZ-MPL1150-800 | Y7-108350 | 108350 | Universal mounting plate for HxW=1150x800mm | EDB | xEnergy Basic | 134.2 | 1
| BPZ-MPL1450-1000 | Y7-153030 | 153030 | Universal mounting plate for HxW=1450x1000mm | EDB | xEnergy Basic | 192.8 | 1
| BPZ-MPL1450-1200 | Y7-153031 | 153031 | Universal mounting plate for HxW=1450x1200mm | EDB | xEnergy Basic | 213.2 | 1
| BPZ-MPL1450-400 | Y7-108337 | 108337 | Universal mounting plate for HxW=1450x400mm | EDB | xEnergy Basic | 78.8 | 1
| BPZ-MPL1450-600 | Y7-108344 | 108344 | Universal mounting plate for HxW=1450x600mm | EDB | xEnergy Basic | 172 | 1
| BPZ-MPL1450-800 | Y7-108351 | 108351 | Universal mounting plate for HxW=1450x800mm | EDB | xEnergy Basic | 230.2 | 1
| BPZ-MPL1650-1000 | Y7-153032 | 153032 | Universal mounting plate for HxW=1650x1000mm | EDB | xEnergy Basic | 200.3 | 1
| BPZ-MPL1650-1200 | Y7-153033 | 153033 | Universal mounting plate for HxW=1650x1200mm | EDB | xEnergy Basic | 255.6 | 1
| BPZ-MPL1650-400 | Y7-108338 | 108338 | Universal mounting plate for HxW=1650x400mm | EDB | xEnergy Basic | 128.7 | 1
| BPZ-MPL1650-600 | Y7-108345 | 108345 | Universal mounting plate for HxW=1650x600mm | EDB | xEnergy Basic | 141.4 | 1
| BPZ-MPL1650-800 | Y7-108352 | 108352 | Universal mounting plate for HxW=1650x800mm | EDB | xEnergy Basic | 197.6 | 1
| BPZ-MPL180-1000 | Y7-102475 | 102475 | Universal mounting plate for HxW=180x1000mm | EDB | xEnergy Basic | 35.86 | 1
| BPZ-MPL180-1200 | Y7-102476 | 102476 | Universal mounting plate for HxW=180x1200mm | EDB | xEnergy Basic | 43.05 | 1
| BPZ-MPL180-400 | Y7-102472 | 102472 | Universal mounting plate for HxW=180x400mm | EDB | xEnergy Basic | 14.3 | 1
| BPZ-MPL180-600 | Y7-102473 | 102473 | Universal mounting plate for HxW=180x600mm | EDB | xEnergy Basic | 21.58 | 1
| BPZ-MPL180-800 | Y7-102474 | 102474 | Universal mounting plate for HxW=180x800mm | EDB | xEnergy Basic | 28.66 | 1
| BPZ-MPL1950-1000 | Y7-153034 | 153034 | Universal mounting plate for HxW=1950x1000mm | EDB | xEnergy Basic | 249.4 | 1
| BPZ-MPL1950-1200 | Y7-153035 | 153035 | Universal mounting plate for HxW=1950x1200mm | EDB | xEnergy Basic | 296.7 | 1
| BPZ-MPL1950-400 | Y7-108339 | 108339 | Universal mounting plate for HxW=1950x400mm | EDB | xEnergy Basic | 146.9 | 1
| BPZ-MPL1950-600 | Y7-108346 | 108346 | Universal mounting plate for HxW=1950x600mm | EDB | xEnergy Basic | 167.8 | 1
| BPZ-MPL1950-800 | Y7-108353 | 108353 | Universal mounting plate for HxW=1950x800mm | EDB | xEnergy Basic | 231.5 | 1
| BPZ-MPL200-1000 | Y7-114809 | 114809 | Mounting plate for HxW=200x1000mm | EDB | xEnergy Basic | 36.01 | 1
| BPZ-MPL200-1200 | Y7-114810 | 114810 | Mounting plate for HxW=200x1200mm | EDB | xEnergy Basic | 41.36 | 1
| BPZ-MPL200-400 | Y7-114805 | 114805 | Mounting plate for HxW=200x400mm | EDB | xEnergy Basic | 18.2 | 1
| BPZ-MPL200-425 | Y7-114806 | 114806 | Mounting plate for HxW=200x425mm | EDB | xEnergy Basic | 18.85 | 1
| BPZ-MPL200-600 | Y7-114807 | 114807 | Mounting plate for HxW=200x600mm | EDB | xEnergy Basic | 25.71 | 1
| BPZ-MPL200-800 | Y7-114808 | 114808 | Mounting plate for HxW=200x800mm | EDB | xEnergy Basic | 33.4 | 1
| BPZ-MPL300-1000 | Y7-114815 | 114815 | Mounting plate for HxW=300x1000mm | EDB | xEnergy Basic | 46.99 | 1
| BPZ-MPL300-1200 | Y7-114816 | 114816 | Mounting plate for HxW=300x1200mm | EDB | xEnergy Basic | 55.3 | 1
| BPZ-MPL300-400 | Y7-114811 | 114811 | Mounting plate for HxW=300x400mm | EDB | xEnergy Basic | 21.94 | 1
| BPZ-MPL300-425 | Y7-114812 | 114812 | Mounting plate for HxW=300x425mm | EDB | xEnergy Basic | 22.94 | 1
| BPZ-MPL300-600 | Y7-114813 | 114813 | Mounting plate for HxW=300x600mm | EDB | xEnergy Basic | 33.8 | 1
| BPZ-MPL300-800 | Y7-114814 | 114814 | Mounting plate for HxW=300x800mm | EDB | xEnergy Basic | 44.56 | 1
| BPZ-MPL30-1000 | Y7-104319 | 104319 | Universal mounting plate for HxW=30x1000mm | EDB | xEnergy Basic | 13.27 | 1
| BPZ-MPL30-1200 | Y7-104330 | 104330 | Universal mounting plate for HxW=30x1200mm | EDB | xEnergy Basic | 15.4 | 1
| BPZ-MPL30-400 | Y7-104316 | 104316 | Universal mounting plate for HxW=30x400mm | EDB | xEnergy Basic | 6.47 | 1
| BPZ-MPL30-600 | Y7-104317 | 104317 | Universal mounting plate for HxW=30x600mm | EDB | xEnergy Basic | 8.76 | 1
| BPZ-MPL30-800 | Y7-104318 | 104318 | Universal mounting plate for HxW=30x800mm | EDB | xEnergy Basic | 10.99 | 1
| BPZ-MPL350-1000 | Y7-153022 | 153022 | Universal mounting plate for HxW=350x1000mm | EDB | xEnergy Basic | 80 | 1
| BPZ-MPL350-1200 | Y7-153023 | 153023 | Universal mounting plate for HxW=350x1200mm | EDB | xEnergy Basic | 73.7 | 1
| BPZ-MPL350-400 | Y7-108333 | 108333 | Universal mounting plate for HxW=350x400mm | EDB | xEnergy Basic | 22.97 | 1
| BPZ-MPL350-600 | Y7-108340 | 108340 | Universal mounting plate for HxW=350x600mm | EDB | xEnergy Basic | 33.26 | 1
| BPZ-MPL350-800 | Y7-108347 | 108347 | Universal mounting plate for HxW=350x800mm | EDB | xEnergy Basic | 43.59 | 1
| BPZ-MPL400-1000 | Y7-114821 | 114821 | Mounting plate for HxW=400x1000mm | EDB | xEnergy Basic | 59.4 | 1
| BPZ-MPL400-1200 | Y7-114822 | 114822 | Mounting plate for HxW=400x1200mm | EDB | xEnergy Basic | 70.2 | 1
| BPZ-MPL400-400 | Y7-114817 | 114817 | Mounting plate for HxW=400x400mm | EDB | xEnergy Basic | 26.58 | 1
| BPZ-MPL400-425 | Y7-114818 | 114818 | Mounting plate for HxW=400x425mm | EDB | xEnergy Basic | 27.99 | 1
| BPZ-MPL400-600 | Y7-114819 | 114819 | Mounting plate for HxW=400x600mm | EDB | xEnergy Basic | 42.77 | 1
| BPZ-MPL400-800 | Y7-114820 | 114820 | Mounting plate for HxW=400x800mm | EDB | xEnergy Basic | 56.9 | 1
| BPZ-MPL500-1000 | Y7-114827 | 114827 | Mounting plate for HxW=500x1000mm | EDB | xEnergy Basic | 71.3 | 1
| BPZ-MPL500-1200 | Y7-114828 | 114828 | Mounting plate for HxW=500x1200mm | EDB | xEnergy Basic | 84.6 | 1
| BPZ-MPL500-400 | Y7-114823 | 114823 | Mounting plate for HxW=500x400mm | EDB | xEnergy Basic | 38.69 | 1
| BPZ-MPL500-425 | Y7-114824 | 114824 | Mounting plate for HxW=500x425mm | EDB | xEnergy Basic | 31.8 | 1
| BPZ-MPL500-600 | Y7-114825 | 114825 | Mounting plate for HxW=500x600mm | EDB | xEnergy Basic | 51.5 | 1
| BPZ-MPL500-800 | Y7-114826 | 114826 | Mounting plate for HxW=500x800mm | EDB | xEnergy Basic | 68.7 | 1
| BPZ-MPL650-1000 | Y7-153024 | 153024 | Universal mounting plate for HxW=650x1000mm | EDB | xEnergy Basic | 95.5 | 1
| BPZ-MPL650-1200 | Y7-153025 | 153025 | Universal mounting plate for HxW=650x1200mm | EDB | xEnergy Basic | 102.9 | 1
| BPZ-MPL650-400 | Y7-108334 | 108334 | Universal mounting plate for HxW=650x400mm | EDB | xEnergy Basic | 37.31 | 1
| BPZ-MPL650-600 | Y7-108341 | 108341 | Universal mounting plate for HxW=650x600mm | EDB | xEnergy Basic | 57.3 | 1
| BPZ-MPL650-800 | Y7-108348 | 108348 | Universal mounting plate for HxW=650x800mm | EDB | xEnergy Basic | 77.7 | 1
| BPZ-MPL80-1000 | Y7-293609 | 293609 | Universal mounting plate for HxW=80x1000mm | EDB | xEnergy Basic | 21.14 | 1
| BPZ-MPL80-1200 | Y7-293610 | 293610 | Universal mounting plate for HxW=80x1200mm | EDB | xEnergy Basic | 25.02 | 1
| BPZ-MPL80-400 | Y7-286765 | 286765 | Universal mounting plate for HxW=80x400mm | EDB | xEnergy Basic | 9.46 | 1
| BPZ-MPL80-600 | Y7-286766 | 286766 | Universal mounting plate for HxW=80x600mm | EDB | xEnergy Basic | 13.38 | 1
| BPZ-MPL80-800 | Y7-286767 | 286767 | Universal mounting plate for HxW=80x800mm | EDB | xEnergy Basic | 17.2 | 1
| BPZ-MPL950-1000 | Y7-153026 | 153026 | Universal mounting plate for HxW=950x1000mm | EDB | xEnergy Basic | 115.2 | 1
| BPZ-MPL950-1200 | Y7-153027 | 153027 | Universal mounting plate for HxW=950x1200mm | EDB | xEnergy Basic | 138.1 | 1
| BPZ-MPL950-400 | Y7-108335 | 108335 | Universal mounting plate for HxW=950x400mm | EDB | xEnergy Basic | 72.6 | 1
| BPZ-MPL950-600 | Y7-108342 | 108342 | Universal mounting plate for HxW=950x600mm | EDB | xEnergy Basic | 81.6 | 1
| BPZ-MPL950-800 | Y7-108349 | 108349 | Universal mounting plate for HxW=950x800mm | EDB | xEnergy Basic | 111.7 | 1
| BPZ-MPL-NZM1X-1000-MV | Y7-173619 | 173619 | Mounting plate for multiple mounting NZM1 vertical W=1000mm | EDB | xEnergy Basic | 61.4 | 1
| BPZ-MPL-NZM1X-1200-MV | Y7-173620 | 173620 | Mounting plate for multiple mounting NZM1 vertical W=1200mm | EDB | xEnergy Basic | 51.2 | 1
| BPZ-MPL-NZM1X-400-MV | Y7-120742 | 120742 | Mounting plate for multiple mounting NZM1 vertical W=400mm | EDB | xEnergy Basic | 29.68 | 1
| BPZ-MPL-NZM1X-600-MV | Y7-120743 | 120743 | Mounting plate for multiple mounting NZM1 vertical W=600mm | EDB | xEnergy Basic | 38.89 | 1
| BPZ-MPL-NZM1X-600-MX | Y7-174390 | 174390 | Mounting plate NZM1 symmetrical W=600mm | EDB | xEnergy Basic | 60.8 | 1
| BPZ-MPL-NZM1X-800-MV | Y7-120744 | 120744 | Mounting plate for multiple mounting NZM1 vertical W=800mm | EDB | xEnergy Basic | 47.42 | 1
| BPZ-MPL-NZM1X-800-MX | Y7-174399 | 174399 | Mounting plate NZM1 symmetrical W=800mm | EDB | xEnergy Basic | 68.5 | 1
| BPZ-MPL-NZM2X-1000-MV | Y7-173621 | 173621 | Mounting plate for multiple mounting NZM2 vertical W=1000mm | EDB | xEnergy Basic | 49.94 | 1
| BPZ-MPL-NZM2X-1200-MV | Y7-173622 | 173622 | Mounting plate for multiple mounting NZM2 vertical W=1200mm | EDB | xEnergy Basic | 51.2 | 1
| BPZ-MPL-NZM2X-400-MV | Y7-120745 | 120745 | Mounting plate for multiple mounting NZM2 vertical W=400mm | EDB | xEnergy Basic | 37.71 | 1
| BPZ-MPL-NZM2X-600-MV | Y7-120746 | 120746 | Mounting plate for multiple mounting NZM2 vertical W=600mm | EDB | xEnergy Basic | 42.5 | 1
| BPZ-MPL-NZM2X-600-MX | Y7-174391 | 174391 | Mounting plate NZM2 symmetrical W=600mm | EDB | xEnergy Basic | 66.4 | 1
| BPZ-MPL-NZM2X-800-MV | Y7-120747 | 120747 | Mounting plate for multiple mounting NZM2 vertical W=800mm | EDB | xEnergy Basic | 58.4 | 1
| BPZ-MPL-NZM2X-800-MX | Y7-174400 | 174400 | Mounting plate NZM2 symmetrical W=800mm | EDB | xEnergy Basic | 74.2 | 1
| BPZ-MPL-NZM3-600-MX | Y7-174395 | 174395 | Mounting plate NZM3 symmetrical W=600mm | EDB | xEnergy Basic | 65.3 | 1
| BPZ-MPL-NZM3-800-MX | Y7-174404 | 174404 | Mounting plate NZM3 symmetrical W=800mm | EDB | xEnergy Basic | 81.5 | 1
| BPZ-MPL-NZM3X-1000-MV | Y7-173623 | 173623 | Mounting plate for multiple mounting NZM3 vertical W=1000mm | EDB | xEnergy Basic | 65.2 | 1
| BPZ-MPL-NZM3X-1200-MV | Y7-173624 | 173624 | Mounting plate for multiple mounting NZM3 vertical W=1200mm | EDB | xEnergy Basic | 69.3 | 1
| BPZ-MPL-NZM3X-600-MV | Y7-120748 | 120748 | Mounting plate for multiple mounting NZM3 vertical W=600mm | EDB | xEnergy Basic | 64.7 | 1
| BPZ-MPL-NZM3X-800-MV | Y7-120749 | 120749 | Mounting plate for multiple mounting NZM3 vertical W=800mm | EDB | xEnergy Basic | 84.1 | 1
| BPZ-MPL-NZM4-400-MV-XVTL | Y7-182593 | 182593 | Mounting plate, easy installation, NZM4, vertical, W = 400 mm | EDB | xEnergy Basic | 36.88 | 1
| BPZ-MPL-NZM4-600-MV-XVTL | Y7-174586 | 174586 | Mounting plate for multiple mounting NZM4 vertical W=600mm | EDB | xEnergy Basic | 41.95 | 1
| BPZ-MPL-NZM4-600-MX-XVTL | Y7-174397 | 174397 | Mounting plate NZM4 symmetrical for XVTL W=600mm | EDB | xEnergy Basic | 88.4 | 1
| BPZ-MPL-NZM4-800-MX-XVTL | Y7-174406 | 174406 | Mounting plate NZM4 symmetrical for XVTL W=800mm | EDB | xEnergy Basic | 102.2 | 1
| BPZ-MPL-NZM4X-800-MV-XVTL | Y7-174587 | 174587 | Mounting plate for multiple mounting NZM4 vertical W=800mm | EDB | xEnergy Basic | 79.6 | 1
| BPZ-MPLSASY-1000 | Y7-114832 | 114832 | Mounting plate for HxW=250x100mm with holes for SASY 60i | EDB | xEnergy Basic | 54.5 | 1
| BPZ-MPLSASY-1200 | Y7-114833 | 114833 | Mounting plate for HxW=250x1200mm with holes for SASY 60i | EDB | xEnergy Basic | 67 | 1
| BPZ-MPLSASY-425 | Y7-114829 | 114829 | Mounting plate for HxW=250x425mm with holes for SASY 60i | EDB | xEnergy Basic | 30.95 | 1
| BPZ-MPLSASY-600 | Y7-114830 | 114830 | Mounting plate for HxW=250x600mm with holes for SASY 60i | EDB | xEnergy Basic | 37.29 | 1
| BPZ-MPLSASY-800 | Y7-114831 | 114831 | Mounting plate for HxW=250x800mm with holes for SASY 60i | EDB | xEnergy Basic | 46.14 | 1
| BPZ-MSW-10 | Y7-293408 | 293408 | Installation side wall | EDB | xEnergy Basic | 37.29 | 1
| BPZ-MSW-12/SNAP | Y7-112287 | 112287 | Mounting side wall, for H=1150, for flush mounting, snapable | EDB | xEnergy Basic | 65.4 | 1
| BPZ-MSW-15/SNAP | Y7-112288 | 112288 | Mounting side wall, for H=1450, for flush mounting, snapable | EDB | xEnergy Basic | 79.8 | 1
| BPZ-MSW-17/SNAP | Y7-112289 | 112289 | Mounting side wall, for H=1650, for flush mounting, snapable | EDB | xEnergy Basic | 88.6 | 1
| BPZ-MSW-20/SNAP | Y7-112300 | 112300 | Mounting side wall, for H=1950, for flush mounting, snapable | EDB | xEnergy Basic | 102.4 | 1
| BPZ-MSW-4/SNAP | Y7-112284 | 112284 | Mounting side wall, for H=350, for flush mounting, snapable | EDB | xEnergy Basic | 26.39 | 1
| BPZ-MSW-7/SNAP | Y7-112285 | 112285 | Mounting side wall, for H=650, for flush mounting, snapable | EDB | xEnergy Basic | 41.33 | 1
| BPZ-MT-1000/400-4 | Y7-108386 | 108386 | Meter trough HxW=400x1000mm | EDB | xEnergy Basic | 161 | 1
| BPZ-MT-1000/400-4-W | Y7-187880 | 187880 | Meter trough H=400mm, 4 meter mounting units, for housing width 1000mm, white | EDB | xEnergy Basic | 176.6 | 1
| BPZ-MT-1000/450-4 | Y7-112296 | 112296 | Meter trough HxW=450x1000mm | EDB | xEnergy Basic | 183.8 | 1
| BPZ-MT-1000/450-4-A | Y7-112341 | 112341 | Meter Trough assembled with meter plates HxW=450x1000mm | EDB | xEnergy Basic | 249.6 | 1
| BPZ-MT-1200/400-5 | Y7-108387 | 108387 | Meter trough HxW=400x1200mm | EDB | xEnergy Basic | 184.2 | 1
| BPZ-MT-1200/400-5-W | Y7-187881 | 187881 | Meter trough H=400mm, 5 meter mounting units, for housing width 1200mm, white | EDB | xEnergy Basic | 201 | 1
| BPZ-MT-1200/450-5 | Y7-112297 | 112297 | Meter trough HxW=450x1200mm | EDB | xEnergy Basic | 208.6 | 1
| BPZ-MT-1200/450-5-A | Y7-112342 | 112342 | Meter Trough assembled with meter plates HxW=450x1200mm | EDB | xEnergy Basic | 290.7 | 1
| BPZ-MT-400/400-1 | Y7-108383 | 108383 | Meter trough HxW=400x400mm | EDB | xEnergy Basic | 87.7 | 1
| BPZ-MT-400/400-1-W | Y7-187877 | 187877 | Meter trough H=400mm, 1 meter mounting unit, for housing width 400mm, white | EDB | xEnergy Basic | 94.9 | 1
| BPZ-MT-400/450-1 | Y7-112293 | 112293 | Meter trough HxW=450x400mm | EDB | xEnergy Basic | 109.8 | 1
| BPZ-MT-400/450-1-A | Y7-112298 | 112298 | Meter Trough assembled with meter plate HxW=450x400mm | EDB | xEnergy Basic | 126.5 | 1
| BPZ-MT-600/400-2 | Y7-108384 | 108384 | Meter trough HxW=400x600mm | EDB | xEnergy Basic | 109.8 | 1
| BPZ-MT-600/400-2-W | Y7-187878 | 187878 | Meter trough H=400mm, 2 meter mounting units, for housing width 600mm, white | EDB | xEnergy Basic | 119.9 | 1
| BPZ-MT-600/450-2 | Y7-112294 | 112294 | Meter trough HxW=450x600mm | EDB | xEnergy Basic | 132.6 | 1
| BPZ-MT-600/450-2-A | Y7-112299 | 112299 | Meter Trough assembled with meter plates HxW=450x600mm | EDB | xEnergy Basic | 165.5 | 1
| BPZ-MT-800/400-3 | Y7-108385 | 108385 | Meter trough HxW=400x800mm | EDB | xEnergy Basic | 133.9 | 1
| BPZ-MT-800/400-3-W | Y7-187879 | 187879 | Meter trough H=400mm, 3 meter mounting units, for housing width 800mm, white | EDB | xEnergy Basic | 147.1 | 1
| BPZ-MT-800/450-3 | Y7-112295 | 112295 | Meter trough HxW=450x800mm | EDB | xEnergy Basic | 158.6 | 1
| BPZ-MT-800/450-3-A | Y7-112340 | 112340 | Meter Trough assembled with meter plates HxW=450x800mm | EDB | xEnergy Basic | 207.9 | 1
| BPZ-MT-MSW-1000/400-4-A | Y7-120773 | 120773 | Meter Trough assembled with meter plate for MSW HxW=400x1000mm | EDB | xEnergy Basic | 254.7 | 1
| BPZ-MT-MSW-1000/425-4-A | Y7-120774 | 120774 | Meter Trough assembled with meter plate for MSW HxW=425x1000mm | EDB | xEnergy Basic | 258.2 | 1
| BPZ-MT-MSW-1200/400-5-A | Y7-120775 | 120775 | Meter Trough assembled with meter plate for MSW HxW=400x1200mm | EDB | xEnergy Basic | 306.6 | 1
| BPZ-MT-MSW-1200/425-5-A | Y7-120776 | 120776 | Meter Trough assembled with meter plate for MSW HxW=425x1200mm | EDB | xEnergy Basic | 310.9 | 1
| BPZ-MT-MSW-400/400-1-A | Y7-120767 | 120767 | Meter Trough assembled with meter plate for MSW HxW=400x400mm | EDB | xEnergy Basic | 136.4 | 1
| BPZ-MT-MSW-400/425-1-A | Y7-120768 | 120768 | Meter Trough assembled with meter plate for MSW HxW=425x400mm | EDB | xEnergy Basic | 139.6 | 1
| BPZ-MT-MSW-600/400-2-A | Y7-120769 | 120769 | Meter Trough assembled with meter plate for MSW HxW=400x600mm | EDB | xEnergy Basic | 173.9 | 1
| BPZ-MT-MSW-600/425-2-A | Y7-120770 | 120770 | Meter Trough assembled with meter plate for MSW HxW=425x600mm | EDB | xEnergy Basic | 177.1 | 1
| BPZ-MT-MSW-800/400-3-A | Y7-120771 | 120771 | Meter Trough assembled with meter plate for MSW HxW=400x800mm | EDB | xEnergy Basic | 206.8 | 1
| BPZ-MT-MSW-800/425-3-A | Y7-120772 | 120772 | Meter Trough assembled with meter plate for MSW HxW=425x800mm | EDB | xEnergy Basic | 208.8 | 1
| BPZ-NZM1/MSW-400-MV | Y7-116923 | 116923 | Mounting-Set NZM1 for MSW vertical, HxW=300x400mm | EDB | xEnergy Basic | 77.7 | 1
| BPZ-NZM1/MSW-400-MV-W | Y7-116929 | 116929 | Mounting-Set NZM1 for MSW vertical, HxW=300x400mm, white | EDB | xEnergy Basic | 81.2 | 1
| BPZ-NZM1/MSW-600-MH | Y7-116935 | 116935 | Mounting-Set NZM1 for MSW horizontal, HxW=200x600mm | EDB | xEnergy Basic | 81.1 | 1
| BPZ-NZM1/MSW-600-MH-W | Y7-116939 | 116939 | Mounting-Set NZM1 for MSW horizontal, HxW=200x600mm, white | EDB | xEnergy Basic | 87.5 | 1
| BPZ-NZM1/MSW-600-MV | Y7-116925 | 116925 | Mounting-Set NZM1 for MSW vertical, HxW=300x600mm | EDB | xEnergy Basic | 84.1 | 1
| BPZ-NZM1/MSW-600-MV-W | Y7-116931 | 116931 | Mounting-Set NZM1 for MSW vertical, HxW=300x600mm, white | EDB | xEnergy Basic | 91.4 | 1
| BPZ-NZM1/MSW-800-MH | Y7-116937 | 116937 | Mounting-Set NZM1 for MSW horizontal, HxW=200x800mm | EDB | xEnergy Basic | 101.3 | 1
| BPZ-NZM1/MSW-800-MH-W | Y7-116941 | 116941 | Mounting-Set NZM1 for MSW horizontal, HxW=200x800mm, white | EDB | xEnergy Basic | 103.9 | 1
| BPZ-NZM1/MSW-800-MV | Y7-116927 | 116927 | Mounting-Set NZM1 for MSW vertical, HxW=300x800mm | EDB | xEnergy Basic | 102.2 | 1
| BPZ-NZM1/MSW-800-MV-W | Y7-116933 | 116933 | Mounting-Set NZM1 for MSW vertical, HxW=300x800mm, white | EDB | xEnergy Basic | 108.9 | 1
| BPZ-NZM1-400-MH | Y7-173601 | 173601 | Mounting plate + front plate for HxW=200x400mm, NZM1, horizontal | EDB | xEnergy Basic | 95.2 | 1
| BPZ-NZM1-400-MH-W | Y7-190039 | 190039 | Mounting plate + front plate for HxW=200x400mm, NZM1, horizontal | EDB | xEnergy Basic | 70.2 | 1
| BPZ-NZM1-400-MV | Y7-286757 | 286757 | Mounting plate + front plate for HxW=300x400mm, NZM1, vertical | EDB | xEnergy Basic | 98.9 | 1
| BPZ-NZM1-400-MV-RH | Y7-116679 | 116679 | Mounting plate + front plate for HxW=300x400mm, NZM1, vertical, with rotary door handle | EDB | xEnergy Basic | 69.3 | 1
| BPZ-NZM1-400-MV-RH-W | Y7-105217 | 105217 | Mounting plate & front plate for H x W = 300 x 400 mm, NZM1, vertical, with door coupling rotary handle, white | EDB | xEnergy Basic | 73 | 1
| BPZ-NZM1-400-MV-W | Y7-292473 | 292473 | Mounting plate + front plate for HxW=300x400mm, NZM1, vertical, white | EDB | xEnergy Basic | 79.1 | 1
| BPZ-NZM1-600-MH | Y7-286760 | 286760 | Mounting plate + front plate for HxW=200x600mm, NZM1, horizontal | EDB | xEnergy Basic | 114.9 | 1
| BPZ-NZM1-600-MH-RH | Y7-116686 | 116686 | Mounting plate + front plate for HxW=200x600mm, NZM1, horizontal, with rotary door handle | EDB | xEnergy Basic | 79.6 | 1
| BPZ-NZM1-600-MH-RH-W | Y7-105523 | 105523 | Mounting plate & front plate for H x W = 200 x 600 mm, NZM1, horizontal, with door coupling rotary handle, white | EDB | xEnergy Basic | 87 | 1
| BPZ-NZM1-600-MH-W | Y7-292476 | 292476 | Mounting plate + front plate for HxW=200x600mm, NZM1, horizontal, white | EDB | xEnergy Basic | 87.3 | 1
| BPZ-NZM1-600-MV | Y7-286762 | 286762 | Mounting plate + front plate for HxW=300x600mm, NZM1, vertical | EDB | xEnergy Basic | 118.4 | 1
| BPZ-NZM1-600-MV-RH | Y7-116682 | 116682 | Mounting plate + front plate for HxW=300x600mm, NZM1, vertical, with rotary door handle | EDB | xEnergy Basic | 83.1 | 1
| BPZ-NZM1-600-MV-RH-W | Y7-105219 | 105219 | Mounting plate & front plate for H x W = 300 x 600 mm, NZM1, vertical, with door coupling rotary handle, white | EDB | xEnergy Basic | 90.7 | 1
| BPZ-NZM1-600-MV-W | Y7-292478 | 292478 | Mounting plate + front plate for HxW=300x600mm, NZM1, vertical, white | EDB | xEnergy Basic | 90.7 | 1
| BPZ-NZM1-800-MH | Y7-293599 | 293599 | Mounting plate + front plate for HxW=200x800mm, NZM1, horizontal | EDB | xEnergy Basic | 145.9 | 1
| BPZ-NZM1-800-MH-RH | Y7-116688 | 116688 | Mounting plate + front plate for HxW=200x800mm, NZM1, horizontal, with rotary door handle | EDB | xEnergy Basic | 101.5 | 1
| BPZ-NZM1-800-MH-RH-W | Y7-105525 | 105525 | Mounting plate + front plate for HxW=200x800mm, NZM1, horizontal, with rotary door handle, white | EDB | xEnergy Basic | 101.5 | 1
| BPZ-NZM1-800-MH-W | Y7-293600 | 293600 | Mounting plate + front plate for HxW=200x800mm, NZM1, horizontal, white | EDB | xEnergy Basic | 105.6 | 1
| BPZ-NZM1-800-MV | Y7-293603 | 293603 | Mounting plate + front plate for HxW=300x800mm, NZM1, vertical | EDB | xEnergy Basic | 146.3 | 1
| BPZ-NZM1-800-MV-RH | Y7-116684 | 116684 | Mounting plate + front plate for HxW=300x800mm, NZM1, vertical, with rotary door handle | EDB | xEnergy Basic | 101.5 | 1
| BPZ-NZM1-800-MV-RH-W | Y7-105521 | 105521 | Mounting plate & front plate for H x W = 300 x 800 mm, NZM1, vertical, with door coupling rotary handle, white | EDB | xEnergy Basic | 104.7 | 1
| BPZ-NZM1-800-MV-W | Y7-293604 | 293604 | Mounting plate + front plate for HxW=300x800mm, NZM1, vertical, white | EDB | xEnergy Basic | 116.8 | 1
| BPZ-NZM2/MSW-400-MV | Y7-116924 | 116924 | Mounting-Set NZM1 for MSW vertical, HxW=400x400mm | EDB | xEnergy Basic | 90.7 | 1
| BPZ-NZM2/MSW-400-MV-W | Y7-116930 | 116930 | Mounting-Set NZM2 for MSW vertical, HxW=400x400mm, white | EDB | xEnergy Basic | 89.7 | 1
| BPZ-NZM2/MSW-600-MH | Y7-116936 | 116936 | Mounting-Set NZM2 for MSW horizontal, HxW=200x600mm | EDB | xEnergy Basic | 92.8 | 1
| BPZ-NZM2/MSW-600-MH-W | Y7-116940 | 116940 | Mounting-Set NZM2 for MSW horizontal, HxW=200x600mm, white | EDB | xEnergy Basic | 95.5 | 1
| BPZ-NZM2/MSW-600-MV | Y7-116926 | 116926 | Mounting-Set NZM2 for MSW vertical, HxW=400x600mm | EDB | xEnergy Basic | 98.6 | 1
| BPZ-NZM2/MSW-600-MV-W | Y7-116932 | 116932 | Mounting-Set NZM2 for MSW vertical, HxW=400x600mm, white | EDB | xEnergy Basic | 102.8 | 1
| BPZ-NZM2/MSW-800-MH | Y7-116938 | 116938 | Mounting-Set NZM2 for MSW horizontal, HxW=200x800mm | EDB | xEnergy Basic | 111.2 | 1
| BPZ-NZM2/MSW-800-MH-W | Y7-116942 | 116942 | Mounting-Set NZM2 for MSW horizontal, HxW=200x800mm, white | EDB | xEnergy Basic | 110.1 | 1
| BPZ-NZM2/MSW-800-MV | Y7-116928 | 116928 | Mounting-Set NZM2 for MSW vertical, HxW=400x800mm | EDB | xEnergy Basic | 116.2 | 1
| BPZ-NZM2/MSW-800-MV-W | Y7-116934 | 116934 | Mounting-Set NZM2 for MSW vertical, HxW=400x800mm, white | EDB | xEnergy Basic | 120 | 1
| BPZ-NZM2-400-MH | Y7-173602 | 173602 | Mounting plate + front plate for HxW=200x400mm, NZM2, horizontal | EDB | xEnergy Basic | 83.3 | 1
| BPZ-NZM2-400-MH-W | Y7-190040 | 190040 | Mounting plate + front plate for HxW=200x400mm, NZM2, horizontal | EDB | xEnergy Basic | 87.5 | 1
| BPZ-NZM2-400-MV | Y7-286758 | 286758 | Mounting plate + front plate for HxW=400x400mm, NZM2, vertical | EDB | xEnergy Basic | 96.5 | 1
| BPZ-NZM2-400-MV-RH | Y7-116680 | 116680 | Mounting plate + front plate for HxW=400x400mm, NZM2, vertical, with rotary door handle | EDB | xEnergy Basic | 83.3 | 1
| BPZ-NZM2-400-MV-RH-W | Y7-105218 | 105218 | Mounting plate + front plate for HxW=400x400mm, NZM2, vertical, with rotary door handle, white | EDB | xEnergy Basic | 82.6 | 1
| BPZ-NZM2-400-MV-W | Y7-292474 | 292474 | Mounting plate + front plate for HxW=400x400mm, NZM2, vertical, white | EDB | xEnergy Basic | 87 | 1
| BPZ-NZM2-600-MH | Y7-286761 | 286761 | Mounting plate + front plate for HxW=200x600mm, NZM2, horizontal | EDB | xEnergy Basic | 112.4 | 1
| BPZ-NZM2-600-MH-RH | Y7-116687 | 116687 | Mounting plate + front plate for HxW=200x600mm, NZM2, horizontal, with rotary door handle | EDB | xEnergy Basic | 88.8 | 1
| BPZ-NZM2-600-MH-RH-W | Y7-105524 | 105524 | Mounting plate & front plate for H x W = 200 x 600 mm, NZM2, horizontal, with door coupling rotary handle, white | EDB | xEnergy Basic | 91.4 | 1
| BPZ-NZM2-600-MH-W | Y7-292477 | 292477 | Mounting plate + front plate for HxW=200x600mm, NZM2, horizontal, white | EDB | xEnergy Basic | 95.2 | 1
| BPZ-NZM2-600-MV | Y7-286763 | 286763 | Mounting plate + front plate for HxW=400x600mm, NZM2, vertical | EDB | xEnergy Basic | 119.5 | 1
| BPZ-NZM2-600-MV-RH | Y7-116683 | 116683 | Mounting plate + front plate for HxW=400x600mm, NZM2, vertical, with rotary door handle | EDB | xEnergy Basic | 94.3 | 1
| BPZ-NZM2-600-MV-RH-W | Y7-105520 | 105520 | Mounting plate & front plate for H x W = 400 x 600 mm, NZM2, vertical, with door coupling rotary handle, white | EDB | xEnergy Basic | 98.2 | 1
| BPZ-NZM2-600-MV-W | Y7-292479 | 292479 | Mounting plate + front plate for HxW=400x600mm, NZM2, vertical, white | EDB | xEnergy Basic | 102.2 | 1
| BPZ-NZM2-800-MH | Y7-293601 | 293601 | Mounting plate + front plate for HxW=200x800mm, NZM2, horizontal | EDB | xEnergy Basic | 141.2 | 1
| BPZ-NZM2-800-MH-RH | Y7-116689 | 116689 | Mounting plate + front plate for HxW=200x800mm, NZM2, horizontal, with rotary door handle | EDB | xEnergy Basic | 110.1 | 1
| BPZ-NZM2-800-MH-RH-W | Y7-105526 | 105526 | Mounting plate & front plate for H x W = 200 x 800 mm, NZM2, horizontal, with door coupling rotary handle, white | EDB | xEnergy Basic | 110.1 | 1
| BPZ-NZM2-800-MH-W | Y7-293602 | 293602 | Mounting plate + front plate for HxW=200x800mm, NZM2, horizontal, white | EDB | xEnergy Basic | 116.3 | 1
| BPZ-NZM2-800-MV | Y7-293605 | 293605 | Mounting plate + front plate for HxW=400x800mm, NZM2, vertical | EDB | xEnergy Basic | 147.6 | 1
| BPZ-NZM2-800-MV-RH | Y7-116685 | 116685 | Mounting plate + front plate for HxW=400x800mm, NZM2, vertical, with rotary door handle | EDB | xEnergy Basic | 115.2 | 1
| BPZ-NZM2-800-MV-RH-W | Y7-105522 | 105522 | Mounting plate & front plate for H x W = 400 x 800 mm, NZM2, vertical, with door coupling rotary handle, white | EDB | xEnergy Basic | 119.9 | 1
| BPZ-NZM2-800-MV-W | Y7-293606 | 293606 | Mounting plate + front plate for HxW=400x800mm, NZM2, vertical, white | EDB | xEnergy Basic | 125.7 | 1
| BPZ-NZM3-400-MV | Y7-286759 | 286759 | Mounting plate + front plate for HxW=500x400mm, NZM3, vertical | EDB | xEnergy Basic | 97.9 | 1
| BPZ-NZM3-400-MV-RH | Y7-116681 | 116681 | Mounting plate + front plate for HxW=500x400mm, NZM3, vertical, with rotary door handle | EDB | xEnergy Basic | 81.5 | 1
| BPZ-NZM3-400-MV-RH-W | Y7-105527 | 105527 | Mounting plate & front plate for H x W = 500 x 400 mm, NZM3, vertical, with door coupling rotary handle, white | EDB | xEnergy Basic | 83.3 | 1
| BPZ-NZM3-400-MV-W | Y7-292475 | 292475 | Mounting plate + front plate for HxW=500x400mm, NZM3, vertical, white | EDB | xEnergy Basic | 90.7 | 1
| BPZ-NZM3-600-MH | Y7-120750 | 120750 | Mounting plate + front plate for HxW=300x600mm, NZM3, horizontal | EDB | xEnergy Basic | 118.2 | 1
| BPZ-NZM3-600-MH-W | Y7-120752 | 120752 | Mounting plate + front plate for HxW=300x600mm, NZM3, horizontal, white | EDB | xEnergy Basic | 104.7 | 1
| BPZ-NZM3-600-MV | Y7-286764 | 286764 | Mounting plate + front plate for HxW=500x600mm, NZM3, vertical | EDB | xEnergy Basic | 130.2 | 1
| BPZ-NZM3-600-MV-W | Y7-292480 | 292480 | Mounting plate + front plate for HxW=500x600mm, NZM3, vertical, white | EDB | xEnergy Basic | 115.2 | 1
| BPZ-NZM3-800-MH | Y7-120751 | 120751 | Mounting plate + front plate for HxW=300x800mm, NZM3, horizontal | EDB | xEnergy Basic | 144.4 | 1
| BPZ-NZM3-800-MH-W | Y7-120753 | 120753 | Mounting plate + front plate for HxW=300x800mm, NZM3, horizontal, white | EDB | xEnergy Basic | 117 | 1
| BPZ-NZM3-800-MV | Y7-293607 | 293607 | Mounting plate + front plate for HxW=500x800mm, NZM3, vertical | EDB | xEnergy Basic | 162.1 | 1
| BPZ-NZM3-800-MV-W | Y7-293608 | 293608 | Mounting plate + front plate for HxW=500x800mm, NZM3, vertical, white | EDB | xEnergy Basic | 134.9 | 1
| BPZ-P/C-1.5/2.5 | Y7-178396 | 178396 | Crimp connector 1.5-2.5qmm | EDB | xEnergy Basic | 3.25 | 10
| BPZ-P/C-4/6 | Y7-102700 | 102700 | Crimp connector 4-6mm² | EDB | xEnergy Basic | 2.78 | 10
| BPZ-P/C-6/10 | Y7-178397 | 178397 | Crimp connector 6-10qmm | EDB | xEnergy Basic | 4.38 | 10
| BPZ-P/L-10/120 | Y7-102694 | 102694 | Plug with cable 10mm², L=120mm, black | EDB | xEnergy Basic | 4.17 | 10
| BPZ-P/L-10/320 | Y7-102698 | 102698 | Plug with cable 10mm², L=320mm, black | EDB | xEnergy Basic | 5.56 | 10
| BPZ-P/L-6/120 | Y7-102692 | 102692 | Plug with cable 6mm², L=120mm, black | EDB | xEnergy Basic | 2.78 | 10
| BPZ-P/L-6/320 | Y7-102696 | 102696 | Plug with cable 6mm², L=320mm, black | EDB | xEnergy Basic | 5.56 | 10
| BPZ-P/N-10/120 | Y7-102695 | 102695 | Plug with cable 10mm², L=120mm, blue | EDB | xEnergy Basic | 4.17 | 10
| BPZ-P/N-10/320 | Y7-102699 | 102699 | Plug with cable 10mm², L=320mm, black | EDB | xEnergy Basic | 5.56 | 10
| BPZ-P/N-6/120 | Y7-102693 | 102693 | Plug with cable 6mm², L=120mm, blue | EDB | xEnergy Basic | 3.16 | 10
| BPZ-P/N-6/320 | Y7-102697 | 102697 | Plug with cable 6mm², L=320mm, black | EDB | xEnergy Basic | 5.56 | 10
| BPZ-PC/BBS250/800-160-25 | Y7-177326 | 177326 | Protection cover for for busbar support 250A, LxWxH=80x160x25mm | EDB | xEnergy Basic | 44.58 | 1
| BPZ-PW-ZVT | Y7-120764 | 120764 | Sealing angle bracket for metering distribution boards | EDB | xEnergy Basic | 8.08 | 1
| BPZ-QSA160/400-600-MH-RH-XVTL | Y7-188232 | 188232 | Fuse switch-disconnectors mounting unit QSA | EDB | xEnergy Basic | 133.4 | 1
| BPZ-QSA160/400-600-RH-XVTL | Y7-188230 | 188230 | Fuse switch-disconnectors mounting unit QSA | EDB | xEnergy Basic | 104.3 | 1
| BPZ-QSA160/400-800-MH-RH-XVTL | Y7-188233 | 188233 | Fuse switch-disconnectors mounting unit QSA | EDB | xEnergy Basic | 147.3 | 1
| BPZ-QSA160/400-800-RH-XVTL | Y7-188231 | 188231 | Fuse switch-disconnectors mounting unit QSA | EDB | xEnergy Basic | 118.2 | 1
| BPZ-QSA400/800-600-MH-RH-XVTL | Y7-188236 | 188236 | Fuse switch-disconnectors mounting unit QSA | EDB | xEnergy Basic | 147.3 | 1
| BPZ-QSA400/800-600-RH-XVTL | Y7-188234 | 188234 | Fuse switch-disconnectors mounting unit QSA | EDB | xEnergy Basic | 120 | 1
| BPZ-QSA400/800-800-MH-RH-XVTL | Y7-188237 | 188237 | Fuse switch-disconnectors mounting unit QSA | EDB | xEnergy Basic | 157.6 | 1
| BPZ-QSA400/800-800-RH-XVTL | Y7-188235 | 188235 | Fuse switch-disconnectors mounting unit QSA | EDB | xEnergy Basic | 137.6 | 1
| BPZ-QSA63/160-400-RH | Y7-182587 | 182587 | NH switch-disconnectors mounting unit, 63-160 A, 3/4 p, W=400mm, QSA | EDB | xEnergy Basic | 103 | 1
| BPZ-QSA63/160-400-RH-W | Y7-182590 | 182590 | NH switch-disconnectors mounting unit, 63-160 A, 3/4 p, W=400mm, QSA | EDB | xEnergy Basic | 99.5 | 1
| BPZ-QSA63/160-600-RH | Y7-182588 | 182588 | NH switch-disconnectors mounting unit, 63-160 A, 3/4 p, W=600mm, QSA | EDB | xEnergy Basic | 112.3 | 1
| BPZ-QSA63/160-600-RH-W | Y7-182591 | 182591 | NH switch-disconnectors mounting unit, 63-160 A, 3/4 p, W=600mm, QSA | EDB | xEnergy Basic | 114.6 | 1
| BPZ-QSA63/160-800-RH | Y7-182589 | 182589 | NH switch-disconnectors mounting unit, 63-160 A, 3/4 p, W=800mm, QSA | EDB | xEnergy Basic | 131.2 | 1
| BPZ-QSA63/160-800-RH-W | Y7-182592 | 182592 | NH switch-disconnectors mounting unit, 63-160 A, 3/4 p, W=800mm, QSA | EDB | xEnergy Basic | 133.9 | 1
| BPZ-RP-1000/10 | Y7-111302 | 111302 | Sheet steel back plate HxW = 1060 x 1000 mm | EDB | xEnergy Basic | 79.1 | 1
| BPZ-RP-1000/12 | Y7-111303 | 111303 | Sheet steel back plate HxW = 1260 x 1000 mm | EDB | xEnergy Basic | 92.8 | 1
| BPZ-RP-1000/15 | Y7-111304 | 111304 | Sheet steel back plate HxW = 1560 x 1000 mm | EDB | xEnergy Basic | 117.3 | 1
| BPZ-RP-1000/17 | Y7-111305 | 111305 | Sheet steel back plate HxW = 1760 x 1000 mm | EDB | xEnergy Basic | 131.3 | 1
| BPZ-RP-1000/20 | Y7-111306 | 111306 | Sheet steel back plate HxW = 2060 x 1000 mm | EDB | xEnergy Basic | 152.1 | 1
| BPZ-RP-1200/12 | Y7-111307 | 111307 | Sheet steel back plate HxW = 1260 x 1200 mm | EDB | xEnergy Basic | 110.1 | 1
| BPZ-RP-1200/15 | Y7-111308 | 111308 | Sheet steel back plate HxW = 1560 x 1200 mm | EDB | xEnergy Basic | 139 | 1
| BPZ-RP-1200/17 | Y7-111309 | 111309 | Sheet steel back plate HxW = 1760 x 1200 mm | EDB | xEnergy Basic | 155.6 | 1
| BPZ-RP-1200/20 | Y7-111310 | 111310 | Sheet steel back plate HxW = 2060 x 1200 mm | EDB | xEnergy Basic | 179.7 | 1
| BPZ-RP-400/10 | Y7-111287 | 111287 | Sheet steel back plate HxW = 1060 x 400 mm | EDB | xEnergy Basic | 34.61 | 1
| BPZ-RP-400/12 | Y7-111288 | 111288 | Sheet steel back plate HxW = 1260 x 400 mm | EDB | xEnergy Basic | 39.82 | 1
| BPZ-RP-400/4 | Y7-111285 | 111285 | Sheet steel back plate HxW = 460 x 400 mm | EDB | xEnergy Basic | 18.14 | 1
| BPZ-RP-400/7 | Y7-111286 | 111286 | Sheet steel back plate HxW = 760 x 400 mm | EDB | xEnergy Basic | 26.45 | 1
| BPZ-RP-600/10 | Y7-111291 | 111291 | Sheet steel back plate HxW = 1060 x 600 mm | EDB | xEnergy Basic | 49.24 | 1
| BPZ-RP-600/12 | Y7-111292 | 111292 | Sheet steel back plate HxW = 1260 x 600 mm | EDB | xEnergy Basic | 57.9 | 1
| BPZ-RP-600/15 | Y7-111293 | 111293 | Sheet steel back plate HxW = 1560 x 600 mm | EDB | xEnergy Basic | 71.1 | 1
| BPZ-RP-600/17 | Y7-111294 | 111294 | Sheet steel back plate HxW = 1760 x 600 mm | EDB | xEnergy Basic | 80.8 | 1
| BPZ-RP-600/20 | Y7-111295 | 111295 | Sheet steel back plate HxW = 2060 x 600 mm | EDB | xEnergy Basic | 92.5 | 1
| BPZ-RP-600/4 | Y7-111289 | 111289 | Sheet steel back plate HxW = 460 x 600 mm | EDB | xEnergy Basic | 23.92 | 1
| BPZ-RP-600/7 | Y7-111290 | 111290 | Sheet steel back plate HxW = 760 x 600 mm | EDB | xEnergy Basic | 36.87 | 1
| BPZ-RP-800/10 | Y7-111297 | 111297 | Sheet steel back plate HxW = 1060 x 800 mm | EDB | xEnergy Basic | 63.4 | 1
| BPZ-RP-800/12 | Y7-111298 | 111298 | Sheet steel back plate HxW = 1260 x 800 mm | EDB | xEnergy Basic | 74.6 | 1
| BPZ-RP-800/15 | Y7-111299 | 111299 | Sheet steel back plate HxW = 1560 x 800 mm | EDB | xEnergy Basic | 96.8 | 1
| BPZ-RP-800/17 | Y7-111300 | 111300 | Sheet steel back plate HxW = 1760 x 800 mm | EDB | xEnergy Basic | 108.2 | 1
| BPZ-RP-800/20 | Y7-111301 | 111301 | Sheet steel back plate HxW = 2060 x 800 mm | EDB | xEnergy Basic | 124.3 | 1
| BPZ-RP-800/7 | Y7-111296 | 111296 | Sheet steel back plate HxW = 760 x 800 mm | EDB | xEnergy Basic | 47.83 | 1
| BPZ-RPP-1000/10 | Y7-111328 | 111328 | Plastic back plate HxW = 1060 x 1000 mm | EDB | xEnergy Basic | 45.02 | 1
| BPZ-RPP-1000/12 | Y7-111329 | 111329 | Plastic back plate HxW = 1260 x 1000 mm | EDB | xEnergy Basic | 51.2 | 1
| BPZ-RPP-1000/15 | Y7-111330 | 111330 | Plastic back plate HxW = 1560 x 1000 mm | EDB | xEnergy Basic | 65.4 | 1
| BPZ-RPP-1000/17 | Y7-111331 | 111331 | Plastic back plate HxW = 1760 x 1000 mm | EDB | xEnergy Basic | 73.7 | 1
| BPZ-RPP-1000/20 | Y7-111332 | 111332 | Plastic back plate HxW = 2060 x 1000 mm | EDB | xEnergy Basic | 82 | 1
| BPZ-RPP-1200/12 | Y7-111333 | 111333 | Plastic back plate HxW = 1260 x 1200 mm | EDB | xEnergy Basic | 65.4 | 1
| BPZ-RPP-1200/15 | Y7-111334 | 111334 | Plastic back plate HxW = 1560 x 1200 mm | EDB | xEnergy Basic | 82 | 1
| BPZ-RPP-1200/17 | Y7-111335 | 111335 | Plastic back plate HxW = 1760 x 1200 mm | EDB | xEnergy Basic | 90.4 | 1
| BPZ-RPP-1200/20 | Y7-111336 | 111336 | Plastic back plate HxW = 2060 x 1200 mm | EDB | xEnergy Basic | 98.7 | 1
| BPZ-RPP-400/10 | Y7-111313 | 111313 | Plastic back plate HxW = 1060 x 400 mm | EDB | xEnergy Basic | 22.8 | 1
| BPZ-RPP-400/12 | Y7-111314 | 111314 | Plastic back plate HxW = 1260 x 400 mm | EDB | xEnergy Basic | 25.32 | 1
| BPZ-RPP-400/4 | Y7-111311 | 111311 | Plastic back plate HxW = 460 x 400 mm | EDB | xEnergy Basic | 13.81 | 1
| BPZ-RPP-400/7 | Y7-111312 | 111312 | Plastic back plate HxW = 760 x 400 mm | EDB | xEnergy Basic | 18.27 | 1
| BPZ-RPP-600/10 | Y7-111317 | 111317 | Plastic back plate HxW = 1060 x 600 mm | EDB | xEnergy Basic | 30.11 | 1
| BPZ-RPP-600/12 | Y7-111318 | 111318 | Plastic back plate HxW = 1260 x 600 mm | EDB | xEnergy Basic | 33.77 | 1
| BPZ-RPP-600/15 | Y7-111319 | 111319 | Plastic back plate HxW = 1560 x 600 mm | EDB | xEnergy Basic | 41.93 | 1
| BPZ-RPP-600/17 | Y7-111320 | 111320 | Plastic back plate HxW = 1760 x 600 mm | EDB | xEnergy Basic | 46.43 | 1
| BPZ-RPP-600/20 | Y7-111321 | 111321 | Plastic back plate HxW = 2060 x 600 mm | EDB | xEnergy Basic | 52.3 | 1
| BPZ-RPP-600/4 | Y7-111315 | 111315 | Plastic back plate HxW = 460 x 600 mm | EDB | xEnergy Basic | 16.88 | 1
| BPZ-RPP-600/7 | Y7-111316 | 111316 | Plastic back plate HxW = 760 x 600 mm | EDB | xEnergy Basic | 23.63 | 1
| BPZ-RPP-800/10 | Y7-111323 | 111323 | Plastic back plate HxW = 1060 x 800 mm | EDB | xEnergy Basic | 36.87 | 1
| BPZ-RPP-800/12 | Y7-111324 | 111324 | Plastic back plate HxW = 1260 x 800 mm | EDB | xEnergy Basic | 42.07 | 1
| BPZ-RPP-800/15 | Y7-111325 | 111325 | Plastic back plate HxW = 1560 x 800 mm | EDB | xEnergy Basic | 56.2 | 1
| BPZ-RPP-800/17 | Y7-111326 | 111326 | Plastic back plate HxW = 1760 x 800 mm | EDB | xEnergy Basic | 61.8 | 1
| BPZ-RPP-800/20 | Y7-111327 | 111327 | Plastic back plate HxW = 2060 x 800 mm | EDB | xEnergy Basic | 69.3 | 1
| BPZ-RPP-800/7 | Y7-111322 | 111322 | Plastic back plate HxW = 760 x 800 mm | EDB | xEnergy Basic | 29.68 | 1
| BPZ-S | Y7-120765 | 120765 | Sealing screw | EDB | xEnergy Basic | 1.59 | 1
| BPZ-SCH202 | Y7-144015 | 144015 | Partition, vertical and horizontal | EDB | xEnergy Basic | 36.12 | 1
| BPZ-SEP-H | Y7-108332 | 108332 | Separation | EDB | xEnergy Basic | 20.83 | 1
| BPZ-SEP-V | Y7-108331 | 108331 | Separation | EDB | xEnergy Basic | 13.81 | 1
| BPZ-SF-10 | Y7-173625 | 173625 | Separation frame H10 | EDB | xEnergy Basic | 95.5 | 1
| BPZ-SF-12 | Y7-173626 | 173626 | Separation frame H12 | EDB | xEnergy Basic | 104.7 | 1
| BPZ-SF-15 | Y7-173627 | 173627 | Separation frame H15 | EDB | xEnergy Basic | 132.6 | 1
| BPZ-SF-17 | Y7-108374 | 108374 | Kit for partitioned configuration H17 | EDB | xEnergy Basic | 156.6 | 1
| BPZ-SF-17-W | Y7-108376 | 108376 | Kit for partitioned surface mounting | EDB | xEnergy Basic | 173.1 | 1
| BPZ-SF-20 | Y7-108375 | 108375 | Kit for partitioned configuration H20 | EDB | xEnergy Basic | 176.9 | 1
| BPZ-SF-200/10 | Y7-173630 | 173630 | Separation frame 200mm compartment H10 | EDB | xEnergy Basic | 87.5 | 1
| BPZ-SF-200/12 | Y7-173631 | 173631 | Separation frame 200mm compartment H12 | EDB | xEnergy Basic | 95.2 | 1
| BPZ-SF-200/15 | Y7-173632 | 173632 | Separation frame 200mm compartment H15 | EDB | xEnergy Basic | 115.2 | 1
| BPZ-SF-200/4 | Y7-173628 | 173628 | Separation frame 200mm compartment H4 | EDB | xEnergy Basic | 48.11 | 1
| BPZ-SF-200/7 | Y7-173629 | 173629 | Separation frame 200mm compartment H7 | EDB | xEnergy Basic | 63.3 | 1
| BPZ-SF-20-W | Y7-108377 | 108377 | Kit for partitioned surface mounting | EDB | xEnergy Basic | 190.9 | 1
| BPZ-SFB-1000 | Y7-173634 | 173634 | Fixing profiles for separation frame W=1000mm | EDB | xEnergy Basic | 55.1 | 1
| BPZ-SFB-1200 | Y7-173635 | 173635 | Fixing profiles for separation frame W=1200mm | EDB | xEnergy Basic | 73.6 | 1
| BPZ-SFB-800 | Y7-173633 | 173633 | Fixing profiles for separation frame W=800mm | EDB | xEnergy Basic | 53.2 | 1
| BPZ-SF-DP-10 | Y7-173638 | 173638 | Partition for shared composition, vertical, H=1040mm | EDB | xEnergy Basic | 46.71 | 1
| BPZ-SF-DP-100 | Y7-188209 | 188209 | Partition for shared composition, vertical, H=100mm | EDB | xEnergy Basic | 27.57 | 1
| BPZ-SF-DP-12 | Y7-173639 | 173639 | Partition for shared composition, vertical, H=1240mm | EDB | xEnergy Basic | 51.3 | 1
| BPZ-SF-DP-125 | Y7-188210 | 188210 | Partition for shared composition, vertical, H=125mm | EDB | xEnergy Basic | 28.29 | 1
| BPZ-SF-DP-15 | Y7-173640 | 173640 | Partition for shared composition, vertical, H=1540mm | EDB | xEnergy Basic | 61.4 | 1
| BPZ-SF-DP-150 | Y7-188211 | 188211 | Partition for shared composition, vertical, H=150mm | EDB | xEnergy Basic | 33.77 | 1
| BPZ-SF-DP-16-XVTL | Y7-173641 | 173641 | Partition for shared composition for XVTL, vertical, H=1590mm | EDB | xEnergy Basic | 52.3 | 1
| BPZ-SF-DP-17 | Y7-152617 | 152617 | Partition for add-on board, H = 1700 mm | EDB | xEnergy Basic | 58.1 | 1
| BPZ-SF-DP-175 | Y7-188212 | 188212 | Partition for shared composition, vertical, H=175mm | EDB | xEnergy Basic | 30.26 | 1
| BPZ-SF-DP-18-XVTL | Y7-173642 | 173642 | Partition for shared composition for XVTL, vertical, H=1790mm | EDB | xEnergy Basic | 57.9 | 1
| BPZ-SF-DP-20 | Y7-152618 | 152618 | Partition for add-on board, H = 2000 mm | EDB | xEnergy Basic | 65.3 | 1
| BPZ-SF-DP-200 | Y7-188213 | 188213 | Partition for shared composition, vertical, H=200mm | EDB | xEnergy Basic | 30.52 | 1
| BPZ-SF-DP-20-XVTL | Y7-173643 | 173643 | Partition for shared composition for XVTL, vertical, H=1990mm | EDB | xEnergy Basic | 73.1 | 1
| BPZ-SF-DP-250 | Y7-188214 | 188214 | Partition for shared composition, vertical, H=250mm | EDB | xEnergy Basic | 32.92 | 1
| BPZ-SF-DP-300 | Y7-188215 | 188215 | Partition for shared composition, vertical, H=300mm | EDB | xEnergy Basic | 39.82 | 1
| BPZ-SF-DP-350 | Y7-188216 | 188216 | Partition for shared composition, vertical, H=350mm | EDB | xEnergy Basic | 36.87 | 1
| BPZ-SF-DP-4 | Y7-173636 | 173636 | Partition for shared composition, vertical, H=440mm | EDB | xEnergy Basic | 26.74 | 1
| BPZ-SF-DP-400 | Y7-188217 | 188217 | Partition for shared composition, vertical, H=400mm | EDB | xEnergy Basic | 38.55 | 1
| BPZ-SF-DP-500 | Y7-188218 | 188218 | Partition for shared composition, vertical, H=500mm | EDB | xEnergy Basic | 42.07 | 1
| BPZ-SF-DP-600 | Y7-188219 | 188219 | Partition for shared composition, vertical, H=600mm | EDB | xEnergy Basic | 50.1 | 1
| BPZ-SF-DP-7 | Y7-173637 | 173637 | Partition for shared composition, vertical, H=740mm | EDB | xEnergy Basic | 34.88 | 1
| BPZ-SF-DP-800 | Y7-188220 | 188220 | Partition for shared composition, vertical, H=800mm | EDB | xEnergy Basic | 53.2 | 1
| BPZ-SH | Y7-116690 | 116690 | Clip-down handle Softline short | EDB | xEnergy Basic | 42.62 | 1
| BPZ-SH-L | Y7-131560 | 131560 | Rotary lever, softline, long | EDB | xEnergy Basic | 48.11 | 1
| BPZ-SH-L-1P | Y7-187864 | 187864 | Rotary lever for half-cylinder, length: 40 mm, single-point interlock | EDB | xEnergy Basic | 57.9 | 1
| BPZ-SH-L-1P/OLU | Y7-187865 | 187865 | Rotary lever for half-cylinder, length: 50 mm, single-point interlock | EDB | xEnergy Basic | 102.8 | 1
| BPZ-SH-L-3P/OLU | Y7-187866 | 187866 | Rotary lever for half-cylinder, length: 50 mm, three-point interlock | EDB | xEnergy Basic | 105.6 | 1
| BPZ-S-M4x8 | Y7-120720 | 120720 | Screw M4x8 | EDB | xEnergy Basic | 0.31 | 20
| BPZ-S-M5x12 | Y7-120719 | 120719 | Screw M5x12 | EDB | xEnergy Basic | 0.45 | 1
| BPZ-SNAP | Y7-116677 | 116677 | Snap element for MSW | EDB | xEnergy Basic | 4.17 | 1
| BPZ-SNAP-MSW-CTS | Y7-131559 | 131559 | Snap element for MSW, mount on Corner Tower Set | EDB | xEnergy Basic | 27.99 | 1
| BPZ-SNAP-MSW-CTS25 | Y7-154958 | 154958 | Snap element for MSW, mount on Corner Tower Set CTS25 | EDB | xEnergy Basic | 27.86 | 1
| BPZ-SP-MSW-10 | Y7-111342 | 111342 | Side wall for MSW H1060mm | EDB | xEnergy Basic | 105.4 | 1
| BPZ-SP-MSW-10-W | Y7-111348 | 111348 | Side wall for MSW H1060mm, white | EDB | xEnergy Basic | 133.3 | 1
| BPZ-SP-MSW-12 | Y7-111343 | 111343 | Side wall for MSW H1260mm | EDB | xEnergy Basic | 116.3 | 1
| BPZ-SP-MSW-12-W | Y7-111349 | 111349 | Side wall for MSW H1260mm, white | EDB | xEnergy Basic | 150 | 1
| BPZ-SP-MSW-15 | Y7-111344 | 111344 | Side wall for MSW H1560mm | EDB | xEnergy Basic | 158.3 | 1
| BPZ-SP-MSW-15-W | Y7-111350 | 111350 | Side wall for MSW H1560mm, white | EDB | xEnergy Basic | 187.9 | 1
| BPZ-SP-MSW-4 | Y7-111339 | 111339 | Side wall for MSW H460mm | EDB | xEnergy Basic | 73.1 | 1
| BPZ-SP-MSW-4-W | Y7-111345 | 111345 | Side wall for MSW H460mm, white | EDB | xEnergy Basic | 81.1 | 1
| BPZ-SP-MSW-7 | Y7-111341 | 111341 | Side wall for MSW H760mm | EDB | xEnergy Basic | 100.7 | 1
| BPZ-SP-MSW-7-W | Y7-111347 | 111347 | Side wall for MSW H760mm, white | EDB | xEnergy Basic | 112.3 | 1
| BPZ-SS | Y7-116652 | 116652 | Seal kit | EDB | xEnergy Basic | 9.77 | 1
| BPZ-SS-1/249 | Y7-119168 | 119168 | Corner protection for base, HxD = 100 x 249 mm, (2pieces) | EDB | xEnergy Basic | 37.29 | 1
| BPZ-SS-1/249-W | Y7-119174 | 119174 | Corner protection for base, HxD = 100 x 249 mm, (2pieces), white | EDB | xEnergy Basic | 45.02 | 1
| BPZ-SS-1/250 | Y7-119166 | 119166 | Side cover for base, HxD=100x250mm, (2 pcs.) | EDB | xEnergy Basic | 33.49 | 1
| BPZ-SS-1/250-EP | Y7-142454 | 142454 | Side panel for base, HxD=100x250mm | EDB | xEnergy Basic | 41.22 | 1
| BPZ-SS-1/270 | Y7-119167 | 119167 | Corner protection for base, HxD = 100 x 270 mm, (2pieces) | EDB | xEnergy Basic | 36.01 | 1
| BPZ-SS-1/270/SET/OO | Y7-174352 | 174352 | Side cover set for base, HxD=100x270mm, open-open | EDB | xEnergy Basic | 49.24 | 1
| BPZ-SS-1/270-W | Y7-119173 | 119173 | Corner protection for base, HxD = 100 x 270 mm, (2pieces), white | EDB | xEnergy Basic | 36.87 | 1
| BPZ-SS-1/3 | Y7-293513 | 293513 | Side cover for base, HxD=100x300mm, (2 pcs.) | EDB | xEnergy Basic | 37.6 | 1
| BPZ-SS-1/300/SET/BO | Y7-119181 | 119181 | Corner protection kit for base, HxD = 100 x 300 mm, blanking/open | EDB | xEnergy Basic | 34.88 | 1
| BPZ-SS-1/300/SET/BO-W | Y7-119185 | 119185 | Corner protection kit for base, HxD = 100 x 300 mm, blanking/open, white | EDB | xEnergy Basic | 44.17 | 1
| BPZ-SS-1/300/SET/OO | Y7-119182 | 119182 | Corner protection kit for base, HxD = 100 x 300 mm, open - open | EDB | xEnergy Basic | 34.88 | 1
| BPZ-SS-1/300/SET/OO-W | Y7-119186 | 119186 | Corner protection kit for base, HxD = 100 x 300 mm, open - open, white | EDB | xEnergy Basic | 41.22 | 1
| BPZ-SS-1/320 | Y7-112348 | 112348 | Side cover for base, HxD=100x320mm, (2 pcs.) | EDB | xEnergy Basic | 41.15 | 1
| BPZ-SS-1/320/SET/BO | Y7-119179 | 119179 | Corner protection kit for base, HxD = 100 x 320 mm, blanking/open | EDB | xEnergy Basic | 36.72 | 1
| BPZ-SS-1/320/SET/BO-W | Y7-119183 | 119183 | Corner protection kit for base, HxD = 100 x 320 mm, blanking/open, white | EDB | xEnergy Basic | 41.22 | 1
| BPZ-SS-1/320/SET/OO | Y7-119180 | 119180 | Corner protection kit for base, HxD = 100 x 320 mm, open - open | EDB | xEnergy Basic | 37 | 1
| BPZ-SS-1/320/SET/OO-W | Y7-119184 | 119184 | Corner protection kit for base, HxD = 100 x 320 mm, open - open, white | EDB | xEnergy Basic | 42.91 | 1
| BPZ-SS-1/320-W | Y7-112350 | 112350 | Corner protection for base, HxD = 100 x 320 mm, (2pieces), white | EDB | xEnergy Basic | 41.22 | 1
| BPZ-SS-1/3-W | Y7-293514 | 293514 | Side cover for base, HxD=100x300mm, (2 pcs.), white | EDB | xEnergy Basic | 46.56 | 1
| BPZ-SS-1/400 | Y7-119165 | 119165 | Corner protection for base, HxD = 100 x 400 mm, (2pieces) | EDB | xEnergy Basic | 41.06 | 1
| BPZ-SS-1/400/SET/BO | Y7-119177 | 119177 | Corner protection kit for base, HxD = 100 x 400 mm, blanking/open | EDB | xEnergy Basic | 46 | 1
| BPZ-SS-1/400/SET/OO | Y7-119178 | 119178 | Corner protection kit for base, HxD = 100 x 400 mm, open - open | EDB | xEnergy Basic | 50.4 | 1
| BPZ-SS-2/249 | Y7-119172 | 119172 | Corner protection for base, HxD = 200 x 249 mm, (2pieces) | EDB | xEnergy Basic | 45.16 | 1
| BPZ-SS-2/249-W | Y7-119176 | 119176 | Corner protection for base, HxD = 200 x 249 mm, (2pieces), white | EDB | xEnergy Basic | 46.14 | 1
| BPZ-SS-2/250 | Y7-119170 | 119170 | Side cover for base, HxD=200x250mm, (2 pcs.) | EDB | xEnergy Basic | 51.2 | 1
| BPZ-SS-2/250-EP | Y7-142455 | 142455 | Side panel for base, HxD=200x250mm | EDB | xEnergy Basic | 49.37 | 1
| BPZ-SS-2/270 | Y7-119171 | 119171 | Corner protection for base, HxD = 200 x 270 mm, (2pieces) | EDB | xEnergy Basic | 51.2 | 1
| BPZ-SS-2/270-W | Y7-119175 | 119175 | Corner protection for base, HxD = 200 x 270 mm, (2pieces), white | EDB | xEnergy Basic | 47.83 | 1
| BPZ-SS-2/3 | Y7-293517 | 293517 | Side cover for base, HxD=200x300mm, (2 pcs.) | EDB | xEnergy Basic | 51.3 | 1
| BPZ-SS-2/320 | Y7-112349 | 112349 | Side cover for base, HxD=200x320mm, (2 pcs.) | EDB | xEnergy Basic | 58 | 1
| BPZ-SS-2/320-W | Y7-112351 | 112351 | Corner protection for base, HxD = 200 x 320 mm, (2pieces), white | EDB | xEnergy Basic | 60.4 | 1
| BPZ-SS-2/3-W | Y7-293518 | 293518 | Side cover for base, HxD=200x300mm, (2 pcs.), white | EDB | xEnergy Basic | 57.9 | 1
| BPZ-SS-2/400 | Y7-119169 | 119169 | Corner protection for base, HxD = 200 x 400 mm, (2pieces) | EDB | xEnergy Basic | 53.2 | 1
| BPZ-TA/2 | Y7-116650 | 116650 | DIN rail tower adjustable | EDB | xEnergy Basic | 6.95 | 1
| BPZ-TF/2 | Y7-116651 | 116651 | DIN rail tower fixed | EDB | xEnergy Basic | 8.34 | 1
| BPZ-TP-10 | Y7-119218 | 119218 | Door support bar for H=950mm | EDB | xEnergy Basic | 19.45 | 1
| BPZ-TP-10-W | Y7-131563 | 131563 | Door support bar for H=950mm, white | EDB | xEnergy Basic | 19.45 | 1
| BPZ-TP-12 | Y7-119219 | 119219 | Door support bar for H=1150mm | EDB | xEnergy Basic | 22.94 | 1
| BPZ-TP-12-W | Y7-131564 | 131564 | Door support bar for H=1150mm, white | EDB | xEnergy Basic | 23.63 | 1
| BPZ-TP-15 | Y7-119220 | 119220 | Door support bar for H=1450mm | EDB | xEnergy Basic | 28.55 | 1
| BPZ-TP-15-W | Y7-131565 | 131565 | Door support bar for H=1450mm, white | EDB | xEnergy Basic | 27.57 | 1
| BPZ-TP-17 | Y7-119221 | 119221 | Door support bar for H=1650mm | EDB | xEnergy Basic | 29.17 | 1
| BPZ-TP-17-W | Y7-131566 | 131566 | Door support bar for H=1650mm, white | EDB | xEnergy Basic | 29.17 | 1
| BPZ-TP-20 | Y7-119222 | 119222 | Door support bar for H=1950mm | EDB | xEnergy Basic | 33.44 | 1
| BPZ-TP-20-W | Y7-131567 | 131567 | Door support bar for H=1950mm, white | EDB | xEnergy Basic | 30.95 | 1
| BPZ-TP300-400 | Y7-155410 | 155410 | Door panel 300mm for 400mm width | EDB | xEnergy Basic | 18.57 | 1
| BPZ-TP300-600 | Y7-155411 | 155411 | Door panel 300mm for 600mm width | EDB | xEnergy Basic | 26.58 | 1
| BPZ-TP300-800 | Y7-155412 | 155412 | Door panel 300mm for 800mm width | EDB | xEnergy Basic | 24.91 | 1
| BPZ-TP-4 | Y7-119216 | 119216 | Door support bar for H=350mm | EDB | xEnergy Basic | 13.57 | 1
| BPZ-TP-4-W | Y7-131561 | 131561 | Door support bar for H=350mm, white | EDB | xEnergy Basic | 13.66 | 1
| BPZ-TP-7 | Y7-119217 | 119217 | Door support bar for H=650mm | EDB | xEnergy Basic | 16.67 | 1
| BPZ-TP-7-W | Y7-131562 | 131562 | Door support bar for H=650mm, white | EDB | xEnergy Basic | 16.67 | 1
| BPZ-TSA-VZ-STG-1200 | Y7-144882 | 144882 | Mounting rail, for 1200 mm width | EDB | xEnergy Basic | 15.61 | 1
| BPZ-TSB-1000 | Y7-106450 | 106450 | Rail terminal support W = 1000 mm | EDB | xEnergy Basic | 22.78 | 1
| BPZ-TSB-1000/2KL60 | Y7-187875 | 187875 | Terminal support rail incl. 2x KL60, for housing width 1000mm | EDB | xEnergy Basic | 78.2 | 1
| BPZ-TSB-1200 | Y7-106451 | 106451 | Rail terminal support W = 1200 mm | EDB | xEnergy Basic | 29.61 | 1
| BPZ-TSB-1200/3KL45 | Y7-187876 | 187876 | Terminal support rail incl. 3x KL45, for housing width 1200mm | EDB | xEnergy Basic | 109.3 | 1
| BPZ-TSB-400 | Y7-106447 | 106447 | Rail terminal support W = 400 mm | EDB | xEnergy Basic | 14.23 | 1
| BPZ-TSB-400/1KL29 | Y7-187872 | 187872 | Terminal support rail incl. 1x KL29, for housing width 400mm | EDB | xEnergy Basic | 26.31 | 1
| BPZ-TSB-600 | Y7-106448 | 106448 | Rail terminal support W = 600 mm | EDB | xEnergy Basic | 15.06 | 1
| BPZ-TSB-600/2KL29 | Y7-187873 | 187873 | Terminal support rail incl. 2x KL29, for housing width 600mm | EDB | xEnergy Basic | 45.02 | 1
| BPZ-TSB-800 | Y7-106449 | 106449 | Rail terminal support W = 800 mm | EDB | xEnergy Basic | 18.47 | 1
| BPZ-TSB-800/2KL45 | Y7-187874 | 187874 | Terminal support rail incl. 2x KL45, for housing width 800mm | EDB | xEnergy Basic | 61.1 | 1
| BPZ-TSK-1000/40 | Y7-151172 | 151172 | Shortened mounting rail W1000mm for a cable duct width of 40 mm | EDB | xEnergy Basic | 10.42 | 10
| BPZ-TSK-1000/60 | Y7-151173 | 151173 | Shortened mounting rail W1000mm for a cable duct width of 60 mm | EDB | xEnergy Basic | 9.78 | 10
| BPZ-TSK-1000/80 | Y7-151174 | 151174 | Shortened mounting rail W1000mm for a cable duct width of 80 mm | EDB | xEnergy Basic | 10.22 | 10
| BPZ-TSK-1200/40 | Y7-151175 | 151175 | Shortened mounting rail W1200mm for a cable duct width of 40 mm | EDB | xEnergy Basic | 13.77 | 10
| BPZ-TSK-1200/60 | Y7-151176 | 151176 | Shortened mounting rail W1200mm for a cable duct width of 60 mm | EDB | xEnergy Basic | 12.96 | 10
| BPZ-TSK-1200/80 | Y7-151177 | 151177 | Shortened mounting rail W1200mm for a cable duct width of 80 mm | EDB | xEnergy Basic | 22.08 | 10
| BPZ-TSK-600/40 | Y7-151166 | 151166 | Shortened mounting rail W600mm for a cable duct width of 40 mm | EDB | xEnergy Basic | 6.95 | 10
| BPZ-TSK-600/60 | Y7-151167 | 151167 | Shortened mounting rail W600mm for a cable duct width of 60 mm | EDB | xEnergy Basic | 6.95 | 10
| BPZ-TSK-600/80 | Y7-151168 | 151168 | Shortened mounting rail W600mm for a cable duct width of 80 mm | EDB | xEnergy Basic | 6.95 | 10
| BPZ-TSK-800/40 | Y7-151169 | 151169 | Shortened mounting rail W800mm for a cable duct width of 40 mm | EDB | xEnergy Basic | 8.34 | 10
| BPZ-TSK-800/60 | Y7-151170 | 151170 | Shortened mounting rail W800mm for a cable duct width of 60 mm | EDB | xEnergy Basic | 8.34 | 10
| BPZ-TSK-800/80 | Y7-151171 | 151171 | Shortened mounting rail W800mm for a cable duct width of 80 mm | EDB | xEnergy Basic | 8.34 | 10
| BPZ-TW | Y7-143864 | 143864 | Mounting rail angle, 250mm depth, profi+ | EDB | xEnergy Basic | 12.34 | 1
| BPZ-USF-10 | Y7-119302 | 119302 | Set for separation frame for UP-3S, Height 10 | EDB | xEnergy Basic | 56.4 | 1
| BPZ-USF-12 | Y7-119303 | 119303 | Set for separation frame for UP-3S, Height 12 | EDB | xEnergy Basic | 56.7 | 1
| BPZ-USF-15 | Y7-119304 | 119304 | Set for separation frame for UP-3S, Height 15 | EDB | xEnergy Basic | 64.6 | 1
| BPZ-USF-17 | Y7-119305 | 119305 | Set for separation frame for UP-3S, Height 17 | EDB | xEnergy Basic | 64.6 | 1
| BPZ-USF-20 | Y7-119306 | 119306 | Set for separation frame for UP-3S, Height 20 | EDB | xEnergy Basic | 71.1 | 1
| BPZ-VZFP-1000/100-BL | Y7-152609 | 152609 | Pre-meter front plate, W x H = 1000 x 100 mm, blanking | EDB | xEnergy Basic | 31.38 | 10
| BPZ-VZFP-1000/125-45 | Y7-152583 | 152583 | Pre-meter front plate, W x H = 1000 x 125 mm, 45 mm cutout | EDB | xEnergy Basic | 34.88 | 1
| BPZ-VZFP-1000/150-45 | Y7-152584 | 152584 | Pre-meter front plate, W x H = 1000 x 150 mm, 45 mm cutout | EDB | xEnergy Basic | 39.39 | 1
| BPZ-VZFP-1000/175-45 | Y7-152585 | 152585 | Pre-meter front plate, W x H = 1000 x 175 mm, 45 mm cutout | EDB | xEnergy Basic | 38.55 | 1
| BPZ-VZFP-1000/200-45 | Y7-152586 | 152586 | Pre-meter front plate, W x H = 1000 x 200 mm, 45 mm cutout | EDB | xEnergy Basic | 42.91 | 10
| BPZ-VZFP-1000/250-BL | Y7-152610 | 152610 | Pre-meter front plate, W x H = 1000 x 250 mm, blanking | EDB | xEnergy Basic | 53.4 | 10
| BPZ-VZFP-1000/300-BL | Y7-152611 | 152611 | Pre-meter front plate, W x H = 1000 x 300 mm, blanking | EDB | xEnergy Basic | 56.7 | 1
| BPZ-VZFP-1000/350-BL | Y7-152612 | 152612 | Pre-meter front plate, W x H = 1000 x 350 mm, blanking | EDB | xEnergy Basic | 69.5 | 10
| BPZ-VZFP-1200/100-BL | Y7-152613 | 152613 | Pre-meter front plate, W x H = 1200 x 100 mm, blanking | EDB | xEnergy Basic | 38.12 | 10
| BPZ-VZFP-1200/125-45 | Y7-152587 | 152587 | Pre-meter front plate, W x H = 1200 x 125 mm, 45 mm cutout | EDB | xEnergy Basic | 44.17 | 10
| BPZ-VZFP-1200/150-45 | Y7-152588 | 152588 | Pre-meter front plate, W x H = 1200 x 150 mm, 45 mm cutout | EDB | xEnergy Basic | 47.46 | 10
| BPZ-VZFP-1200/175-45 | Y7-152589 | 152589 | Pre-meter front plate, W x H = 1200 x 175 mm, 45 mm cutout | EDB | xEnergy Basic | 46.14 | 10
| BPZ-VZFP-1200/200-45 | Y7-152590 | 152590 | Pre-meter front plate, W x H = 1200 x 200 mm, 45 mm cutout | EDB | xEnergy Basic | 44.17 | 10
| BPZ-VZFP-1200/250-BL | Y7-152614 | 152614 | Pre-meter front plate, W x H = 1200 x 250 mm, blanking | EDB | xEnergy Basic | 59.9 | 10
| BPZ-VZFP-1200/300-BL | Y7-152615 | 152615 | Pre-meter front plate, W x H = 1200 x 300 mm, blanking | EDB | xEnergy Basic | 63.3 | 10
| BPZ-VZFP-1200/350-BL | Y7-152616 | 152616 | Pre-meter front plate, W x H = 1200 x 350 mm, blanking | EDB | xEnergy Basic | 71.4 | 10
| BPZ-VZFP-400/050-BL | Y7-152591 | 152591 | Pre-meter front plate, W x H = 400 x 50 mm, blanking | EDB | xEnergy Basic | 18.85 | 10
| BPZ-VZFP-400/100-BL | Y7-152592 | 152592 | Pre-meter front plate, W x H = 400 x 100 mm, blanking | EDB | xEnergy Basic | 20.25 | 10
| BPZ-VZFP-400/125-45 | Y7-152572 | 152572 | Pre-meter front plate, W x H = 400 x 125 mm, 45 mm cutout | EDB | xEnergy Basic | 21.94 | 10
| BPZ-VZFP-400/150-45 | Y7-152573 | 152573 | Pre-meter front plate, W x H = 400 x 150 mm, 45 mm cutout | EDB | xEnergy Basic | 25.46 | 10
| BPZ-VZFP-400/175-45 | Y7-152574 | 152574 | Pre-meter front plate, W x H = 400 x 175 mm, 45 mm cutout | EDB | xEnergy Basic | 25.16 | 10
| BPZ-VZFP-400/300-BL | Y7-152593 | 152593 | Pre-meter front plate, W x H = 400 x 300 mm, blanking | EDB | xEnergy Basic | 36.15 | 1
| BPZ-VZFP-600/050-BL | Y7-152594 | 152594 | Pre-meter front plate, W x H = 600 x 50 mm, blanking | EDB | xEnergy Basic | 20.54 | 10
| BPZ-VZFP-600/100-BL | Y7-152595 | 152595 | Pre-meter front plate, W x H = 600 x 100 mm, blanking | EDB | xEnergy Basic | 22.8 | 10
| BPZ-VZFP-600/125-45 | Y7-152575 | 152575 | Pre-meter front plate, W x H = 600 x 125 mm, 45 mm cutout | EDB | xEnergy Basic | 24.91 | 10
| BPZ-VZFP-600/150-45 | Y7-152576 | 152576 | Pre-meter front plate, W x H = 600 x 150 mm, 45 mm cutout | EDB | xEnergy Basic | 31.94 | 10
| BPZ-VZFP-600/150-BL | Y7-152596 | 152596 | Pre-meter front plate, W x H = 600 x 150 mm, blanking | EDB | xEnergy Basic | 25 | 10
| BPZ-VZFP-600/175-45 | Y7-152577 | 152577 | Pre-meter front plate, W x H = 600 x 175 mm, 45 mm cutout | EDB | xEnergy Basic | 27.99 | 10
| BPZ-VZFP-600/200-45 | Y7-152578 | 152578 | Pre-meter front plate, W x H = 600 x 200 mm, 45 mm cutout | EDB | xEnergy Basic | 30.56 | 10
| BPZ-VZFP-600/250-BL | Y7-152597 | 152597 | Pre-meter front plate, W x H = 600 x 250 mm, blanking | EDB | xEnergy Basic | 40.23 | 10
| BPZ-VZFP-600/300-BL | Y7-152598 | 152598 | Pre-meter front plate, W x H = 600 x 300 mm, blanking | EDB | xEnergy Basic | 38.55 | 1
| BPZ-VZFP-600/350-BL | Y7-152599 | 152599 | Pre-meter front plate, W x H = 600 x 350 mm, blanking | EDB | xEnergy Basic | 43.75 | 10
| BPZ-VZFP-600/400-BL | Y7-152600 | 152600 | Pre-meter front plate, W x H = 600 x 400 mm, blanking | EDB | xEnergy Basic | 45.84 | 10
| BPZ-VZFP-800/050-BL | Y7-152601 | 152601 | Pre-meter front plate, W x H = 800 x 50 mm, blanking | EDB | xEnergy Basic | 24.77 | 10
| BPZ-VZFP-800/100-BL | Y7-152602 | 152602 | Pre-meter front plate, W x H = 800 x 100 mm, blanking | EDB | xEnergy Basic | 30.11 | 10
| BPZ-VZFP-800/125-45 | Y7-152579 | 152579 | Pre-meter front plate, W x H = 800 x 125 mm, 45 mm cutout | EDB | xEnergy Basic | 31.38 | 1
| BPZ-VZFP-800/150-45 | Y7-152580 | 152580 | Pre-meter front plate, W x H = 800 x 150 mm, 45 mm cutout | EDB | xEnergy Basic | 38.12 | 1
| BPZ-VZFP-800/150-BL | Y7-152603 | 152603 | Pre-meter front plate, W x H = 800 x 150 mm, blanking | EDB | xEnergy Basic | 27.78 | 10
| BPZ-VZFP-800/175-45 | Y7-152581 | 152581 | Pre-meter front plate, W x H = 800 x 175 mm, 45 mm cutout | EDB | xEnergy Basic | 36.01 | 1
| BPZ-VZFP-800/200-45 | Y7-152582 | 152582 | Pre-meter front plate, W x H = 800 x 200 mm, 45 mm cutout | EDB | xEnergy Basic | 31.94 | 10
| BPZ-VZFP-800/200-BL | Y7-152604 | 152604 | Pre-meter front plate, W x H = 800 x 200 mm, blanking | EDB | xEnergy Basic | 33.49 | 10
| BPZ-VZFP-800/250-BL | Y7-152605 | 152605 | Pre-meter front plate, W x H = 800 x 250 mm, blanking | EDB | xEnergy Basic | 46.56 | 10
| BPZ-VZFP-800/300-BL | Y7-152606 | 152606 | Pre-meter front plate, W x H = 800 x 300 mm, blanking | EDB | xEnergy Basic | 59.4 | 1
| BPZ-VZFP-800/350-BL | Y7-152607 | 152607 | Pre-meter front plate, W x H = 800 x 350 mm, blanking | EDB | xEnergy Basic | 54.6 | 10
| BPZ-VZFP-800/400-BL | Y7-152608 | 152608 | Pre-meter front plate, W x H = 800 x 400 mm, blanking | EDB | xEnergy Basic | 58.6 | 10
| BPZ-VZFP-W-1000/300 | Y7-144722 | 144722 | Pre-meter front plate with 45-mm full cutout, for 1000 mm width, H = 300 mm | EDB | xEnergy Basic | 69.5 | 10
| BPZ-VZFP-W-400/300 | Y7-144719 | 144719 | Pre-meter front plate with 45-mm full cutout, for 400 mm width, H = 300 mm | EDB | xEnergy Basic | 41.06 | 10
| BPZ-VZFP-W-600/300 | Y7-144720 | 144720 | Pre-meter front plate with 45-mm full cutout, for 600 mm width, H = 300 mm | EDB | xEnergy Basic | 52.7 | 10
| BPZ-VZFP-W-800/300 | Y7-144721 | 144721 | Pre-meter front plate with 45-mm full cutout, for 800 mm width, H = 300 mm | EDB | xEnergy Basic | 58.2 | 1
| BPZ-WB3S-1000/10/1 | Y7-111114 | 111114 | Wall trough for three-component system HxWxD=1060x1000x180mm | EDB | xEnergy Basic | 160.7 | 1
| BPZ-WB3S-1000/10/2 | Y7-111140 | 111140 | Wall box for 3-step system HxWxD=1060x1000x240mm | EDB | xEnergy Basic | 182.1 | 1
| BPZ-WB3S-1000/12/1 | Y7-111115 | 111115 | Wall trough for three-component system HxWxD=1260x1000x180mm | EDB | xEnergy Basic | 162.4 | 1
| BPZ-WB3S-1000/12/2 | Y7-111141 | 111141 | Wall box for 3-step system HxWxD=1260x1000x240mm | EDB | xEnergy Basic | 190.9 | 1
| BPZ-WB3S-1000/15/1 | Y7-111116 | 111116 | Wall trough for three-component system HxWxD=1560x1000x180mm | EDB | xEnergy Basic | 192.9 | 1
| BPZ-WB3S-1000/15/2 | Y7-111142 | 111142 | Wall box for 3-step system HxWxD=1560x1000x240mm | EDB | xEnergy Basic | 214.9 | 1
| BPZ-WB3S-1000/17/1 | Y7-111117 | 111117 | Wall box for 3-step system HxWxD=1760x1000x180mm | EDB | xEnergy Basic | 194.6 | 1
| BPZ-WB3S-1000/17/2 | Y7-111143 | 111143 | Wall box for 3-step system HxWxD=1760x1000x240mm | EDB | xEnergy Basic | 225.6 | 1
| BPZ-WB3S-1000/20/1 | Y7-111118 | 111118 | Wall trough for three-component system HxWxD=2060x1000x180mm | EDB | xEnergy Basic | 204.6 | 1
| BPZ-WB3S-1000/20/2 | Y7-111144 | 111144 | Wall box for 3-step system HxWxD=2060x1000x240mm | EDB | xEnergy Basic | 234.5 | 1
| BPZ-WB3S-1200/12/1 | Y7-111119 | 111119 | Wall trough for three-component system HxWxD=1260x1200x180mm | EDB | xEnergy Basic | 179.6 | 1
| BPZ-WB3S-1200/12/2 | Y7-111145 | 111145 | Wall box for 3-step system HxWxD=1260x1200x240mm | EDB | xEnergy Basic | 211 | 1
| BPZ-WB3S-1200/15/1 | Y7-111120 | 111120 | Wall trough for three-component system HxWxD=1560x1200x180mm | EDB | xEnergy Basic | 220.4 | 1
| BPZ-WB3S-1200/15/2 | Y7-111146 | 111146 | Wall box for 3-step system HxWxD=1560x1200x240mm | EDB | xEnergy Basic | 245.1 | 1
| BPZ-WB3S-1200/17/1 | Y7-111121 | 111121 | Wall trough for three-component system HxWxD=1760x1200x180mm | EDB | xEnergy Basic | 222.1 | 1
| BPZ-WB3S-1200/17/2 | Y7-111147 | 111147 | Wall box for 3-step system HxWxD=1760x1200x240mm | EDB | xEnergy Basic | 256.2 | 1
| BPZ-WB3S-1200/20/1 | Y7-111122 | 111122 | Wall trough for three-component system HxWxD=2060x1200x180mm | EDB | xEnergy Basic | 231.6 | 1
| BPZ-WB3S-1200/20/2 | Y7-111148 | 111148 | Wall box for 3-step system HxWxD=2060x1200x240mm | EDB | xEnergy Basic | 265.3 | 1
| BPZ-WB3S-400/10/1 | Y7-111099 | 111099 | Wall trough for three-component system HxWxD=1060x400x180mm | EDB | xEnergy Basic | 132.6 | 1
| BPZ-WB3S-400/10/2 | Y7-111125 | 111125 | Wall box for 3-step system HxWxD=1060x400x240mm | EDB | xEnergy Basic | 148.8 | 1
| BPZ-WB3S-400/12/1 | Y7-111100 | 111100 | Wall trough for three-component system HxWxD=1260x400x180mm | EDB | xEnergy Basic | 133.3 | 1
| BPZ-WB3S-400/12/2 | Y7-111126 | 111126 | Wall trough for three-component system HxWxD=1260x400x240mm | EDB | xEnergy Basic | 157.6 | 1
| BPZ-WB3S-400/4/1 | Y7-111097 | 111097 | Wall trough for three-component system HxWxD=460x400x180mm | EDB | xEnergy Basic | 99.5 | 1
| BPZ-WB3S-400/4/2 | Y7-111123 | 111123 | Wall trough for three-component system HxWxD=460x400x240mm | EDB | xEnergy Basic | 111.4 | 1
| BPZ-WB3S-400/7/1 | Y7-111098 | 111098 | Wall trough for three-component system HxWxD=760x400x180mm | EDB | xEnergy Basic | 117.3 | 1
| BPZ-WB3S-400/7/2 | Y7-111124 | 111124 | Wall trough for three-component system HxWxD=760x400x240mm | EDB | xEnergy Basic | 131.3 | 1
| BPZ-WB3S-600/10/1 | Y7-111103 | 111103 | Wall trough for three-component system HxWxD=1060x600x180mm | EDB | xEnergy Basic | 139.6 | 1
| BPZ-WB3S-600/10/2 | Y7-111129 | 111129 | Wall trough for three-component system HxWxD=1060x600x240mm | EDB | xEnergy Basic | 157.7 | 1
| BPZ-WB3S-600/12/1 | Y7-111104 | 111104 | Wall trough for three-component system HxWxD=1260x600x180mm | EDB | xEnergy Basic | 141.3 | 1
| BPZ-WB3S-600/12/2 | Y7-111130 | 111130 | Wall trough for three-component system HxWxD=1260x600x240mm | EDB | xEnergy Basic | 166.4 | 1
| BPZ-WB3S-600/15/1 | Y7-111105 | 111105 | Wall trough for three-component system HxWxD=1560x600x180mm | EDB | xEnergy Basic | 167.2 | 1
| BPZ-WB3S-600/15/2 | Y7-111131 | 111131 | Wall trough for three-component system HxWxD=1560x600x240mm | EDB | xEnergy Basic | 186.2 | 1
| BPZ-WB3S-600/17/1 | Y7-111106 | 111106 | Wall trough for three-component system HxWxD=1760x600x180mm | EDB | xEnergy Basic | 168.9 | 1
| BPZ-WB3S-600/17/2 | Y7-111132 | 111132 | Wall trough for three-component system HxWxD=1760x600x240mm | EDB | xEnergy Basic | 197.3 | 1
| BPZ-WB3S-600/20/1 | Y7-111107 | 111107 | Wall trough for three-component system HxWxD=2060x600x180mm | EDB | xEnergy Basic | 178.8 | 1
| BPZ-WB3S-600/20/2 | Y7-111133 | 111133 | Wall box for 3-step system HxWxD=2060x600x240mm | EDB | xEnergy Basic | 206.2 | 1
| BPZ-WB3S-600/4/1 | Y7-111101 | 111101 | Wall box for 3-step system HxWxD=460x600x180mm | EDB | xEnergy Basic | 107.2 | 1
| BPZ-WB3S-600/4/2 | Y7-111127 | 111127 | Wall trough for three-component system HxWxD=460x600x240mm | EDB | xEnergy Basic | 121.4 | 1
| BPZ-WB3S-600/7/1 | Y7-111102 | 111102 | Wall trough for three-component system HxWxD=760x600x180mm | EDB | xEnergy Basic | 124.4 | 1
| BPZ-WB3S-600/7/2 | Y7-111128 | 111128 | Wall trough for three-component system HxWxD=760x600x240mm | EDB | xEnergy Basic | 140.6 | 1
| BPZ-WB3S-800/10/1 | Y7-111109 | 111109 | Wall box for 3-step system HxWxD=1060x800x180mm | EDB | xEnergy Basic | 149.7 | 1
| BPZ-WB3S-800/10/2 | Y7-111135 | 111135 | Wall trough for three-component system HxWxD=1060x800x240mm | EDB | xEnergy Basic | 168.9 | 1
| BPZ-WB3S-800/12/1 | Y7-111110 | 111110 | Wall trough for three-component system HxWxD=1260x800x180mm | EDB | xEnergy Basic | 150.9 | 1
| BPZ-WB3S-800/12/2 | Y7-111136 | 111136 | Wall trough for three-component system HxWxD=1260x800x240mm | EDB | xEnergy Basic | 177.7 | 1
| BPZ-WB3S-800/15/1 | Y7-111111 | 111111 | Wall trough for three-component system HxWxD=1560x800x180mm | EDB | xEnergy Basic | 178.8 | 1
| BPZ-WB3S-800/15/2 | Y7-111137 | 111137 | Wall trough for three-component system HxWxD=1560x800x240mm | EDB | xEnergy Basic | 199.4 | 1
| BPZ-WB3S-800/17/1 | Y7-111112 | 111112 | Wall trough for three-component system HxWxD=1760x800x180mm | EDB | xEnergy Basic | 181.3 | 1
| BPZ-WB3S-800/17/2 | Y7-111138 | 111138 | Wall trough for three-component system HxWxD=1760x800x240mm | EDB | xEnergy Basic | 211 | 1
| BPZ-WB3S-800/20/1 | Y7-111113 | 111113 | Wall trough for three-component system HxWxD=2060x800x180mm | EDB | xEnergy Basic | 190.9 | 1
| BPZ-WB3S-800/20/2 | Y7-111139 | 111139 | Wall box for 3-step system HxWxD=2060x800x240mm | EDB | xEnergy Basic | 219.3 | 1
| BPZ-WB3S-800/7/1 | Y7-111108 | 111108 | Wall trough for three-component system HxWxD=760x800x180mm | EDB | xEnergy Basic | 134.9 | 1
| BPZ-WB3S-800/7/2 | Y7-111134 | 111134 | Wall trough for three-component system HxWxD=760x800x240mm | EDB | xEnergy Basic | 152.1 | 1
| BPZ-WW | Y7-142474 | 142474 | Wall fixing bracket | EDB | xEnergy Basic | 9.43 | 1
| BPZ-XNH00X-2/1-400-MV | Y7-184548 | 184548 | NH switch-disconnectors mounting unit, 160A, W=400mm, XNH00 3/4p, mounting on mounting plate | EDB | xEnergy Basic | 94.3 | 1
| BPZ-XNH00X-2/1-400-MV-W | Y7-184559 | 184559 | NH switch-disconnectors mounting unit, 160A, W=400mm, XNH00 3/4p, mounting on mounting plate | EDB | xEnergy Basic | 90.7 | 1
| BPZ-XNH00X-4/1-600-MV | Y7-184549 | 184549 | NH switch-disconnectors mounting unit, 160A, W=600mm, XNH00 3/4p, mounting on mounting plate | EDB | xEnergy Basic | 109.7 | 1
| BPZ-XNH00X-4/1-600-MV-W | Y7-184560 | 184560 | NH switch-disconnectors mounting unit, 160A, W=600mm, XNH00 3/4p, mounting on mounting plate | EDB | xEnergy Basic | 107.2 | 1
| BPZ-XNH00X-6/1-800-MV | Y7-184550 | 184550 | NH switch-disconnectors mounting unit, 160A, W=800mm, XNH00 3/4p, mounting on mounting plate | EDB | xEnergy Basic | 130.2 | 1
| BPZ-XNH00X-6/1-800-MV-W | Y7-184561 | 184561 | NH switch-disconnectors mounting unit, 160A, W=800mm, XNH00 3/4p, mounting on mounting plate | EDB | xEnergy Basic | 133.3 | 1
| BPZ-XNH1-1/0-400-MV | Y7-184551 | 184551 | NH switch-disconnectors mounting unit, 250A, W=400mm, XNH1 3p, mounting on mounting plate | EDB | xEnergy Basic | 101.3 | 1
| BPZ-XNH1-1/0-400-MV-W | Y7-184562 | 184562 | NH switch-disconnectors mounting unit, 250A, W=400mm, XNH1 3p, mounting on mounting plate | EDB | xEnergy Basic | 103.5 | 1
| BPZ-XNH1X-2/1-600-MV | Y7-184552 | 184552 | NH switch-disconnectors mounting unit, 250A, W=600mm, XNH1 3/4p, mounting on mounting plate | EDB | xEnergy Basic | 136.6 | 1
| BPZ-XNH1X-2/1-600-MV-W | Y7-184563 | 184563 | NH switch-disconnectors mounting unit, 250A, W=600mm, XNH1 3/4p, mounting on mounting plate | EDB | xEnergy Basic | 135.7 | 1
| BPZ-XNH1X-3/1-800-MV | Y7-184553 | 184553 | NH switch-disconnectors mounting unit, 250A, W=800mm, XNH1 3/4p, mounting on mounting plate | EDB | xEnergy Basic | 154.4 | 1
| BPZ-XNH1X-3/1-800-MV-W | Y7-184564 | 184564 | NH switch-disconnectors mounting unit, 250A, W=800mm, XNH1 3/4p, mounting on mounting plate | EDB | xEnergy Basic | 159.8 | 1
| BPZ-XNH2-1/X-400-MV | Y7-184554 | 184554 | NH switch-disconnectors mounting unit, 400A, W=400mm, XNH2 3p, mounting on mounting plate | EDB | xEnergy Basic | 100.7 | 1
| BPZ-XNH2-1/X-400-MV-W | Y7-184565 | 184565 | NH switch-disconnectors mounting unit, 400A, W=400mm, XNH2 3p, mounting on mounting plate | EDB | xEnergy Basic | 102.8 | 1
| BPZ-XNH2X-2/X-600-MV | Y7-184555 | 184555 | NH switch-disconnectors mounting unit, 400A, W=600mm, XNH2 3p, mounting on mounting plate | EDB | xEnergy Basic | 124.2 | 1
| BPZ-XNH2X-2/X-600-MV-W | Y7-184566 | 184566 | NH switch-disconnectors mounting unit, 400A, W=600mm, XNH2 3p, mounting on mounting plate | EDB | xEnergy Basic | 127.9 | 1
| BPZ-XNH2X-3/X-800-MV | Y7-184556 | 184556 | NH switch-disconnectors mounting unit, 400A, W=800mm, XNH2 3p, mounting on mounting plate | EDB | xEnergy Basic | 152.1 | 1
| BPZ-XNH2X-3/X-800-MV-W | Y7-184519 | 184519 | NH switch-disconnectors mounting unit, 400A, W=800mm, XNH2 3p, mounting on mounting plate | EDB | xEnergy Basic | 157.6 | 1
| BPZ-XNH3-1/0-600-MV | Y7-184557 | 184557 | NH switch-disconnectors mounting unit, 630A, W=600mm, XNH3 3p, mounting on mounting plate | EDB | xEnergy Basic | 118 | 1
| BPZ-XNH3-1/0-600-MV-W | Y7-184520 | 184520 | NH switch-disconnectors mounting unit, 630A, W=600mm, XNH3 3p, mounting on mounting plate | EDB | xEnergy Basic | 121.8 | 1
| BPZ-XNH3X-2/1-800-MV | Y7-184558 | 184558 | NH switch-disconnectors mounting unit, 630A, W=800mm, XNH3 3/4p, mounting on mounting plate | EDB | xEnergy Basic | 147.6 | 1
| BPZ-XNH3X-2/1-800-MV-W | Y7-184521 | 184521 | NH switch-disconnectors mounting unit, 630A, W=800mm, XNH3 3/4p, mounting on mounting plate | EDB | xEnergy Basic | 152.7 | 1
| BPZ-ZDS-1 | Y7-144879 | 144879 | Meter wiring protection | EDB | xEnergy Basic | 18.06 | 1
| BPZ-ZDS-2 | Y7-144880 | 144880 | Meter wiring protection | EDB | xEnergy Basic | 20.84 | 1
| BPZ-ZDS-3 | Y7-144881 | 144881 | Meter wiring protection | EDB | xEnergy Basic | 23.22 | 1
| BPZ-ZP1 | Y7-184980 | 184980 | Plastic ZP1 fixing sundry, for fixing cable duct on mounting bracket | EDB | xEnergy Basic | 61.6 | 1
| BPZ-ZP2 | Y7-184981 | 184981 | Plastic ZP2 fixing sundry, for fixing cable duct on C section rail | EDB | xEnergy Basic | 66 | 1
| BS2-CI | Y7-90750 | 90750 | ACC.INS.ENCLOSURE CI3-CI49 | EDB | xEnergy Basic | 8.84 | 10
| BS3-CI | Y7-97869 | 97869 | ACC.INS.ENCLOSURE CI3-CI49 | EDB | xEnergy Basic | 9.68 | 10
| BS4-CI | Y7-14815 | 14815 | ACC.INS.ENCLOSURE CI3-CI49 | EDB | xEnergy Basic | 10.21 | 10
| BZ248 | Y7-76516 | 76516 | Busbar supports | EDB | xEnergy Basic | 14.76 | 10
| BZ249 | Y7-78889 | 78889 | Latch fastener | EDB | xEnergy Basic | 2.71 | 10
| BZ251 | Y7-81262 | 81262 | Latch fastener | EDB | xEnergy Basic | 2.48 | 10
| BZ252 | Y7-83635 | 83635 | Latch fastener | EDB | xEnergy Basic | 2.79 | 10
| CI23-125 | Y7-98208 | 98208 | MOULDED ENCLOSURE CI23 | EDB | xEnergy Basic | 55.2 | 1
| CI23-125-NA | Y7-2234 | 2234 | MOULDED ENCLOSURE CI23 | EDB | xEnergy Basic | 204.6 | 1
| CI23-150 | Y7-12781 | 12781 | MOULDED ENCLOSURE CI23 | EDB | xEnergy Basic | 79.5 | 1
| CI23-150-NA | Y7-2237 | 2237 | MOULDED ENCLOSURE CI23 | EDB | xEnergy Basic | 231.8 | 1
| CI23E-125 | Y7-19570 | 19570 | MOULDED ENCLOSURE CI23 | EDB | xEnergy Basic | 63.5 | 1
| CI23E-150 | Y7-21943 | 21943 | MOULDED ENCLOSURE CI23 | EDB | xEnergy Basic | 84.6 | 1
| CI23X-125 | Y7-10408 | 10408 | MOULDED ENCLOSURE CI23 | EDB | xEnergy Basic | 87.3 | 1
| CI23X-125-NA | Y7-2209 | 2209 | MOULDED ENCLOSURE CI23 | EDB | xEnergy Basic | 122.5 | 1
| CI23X-150 | Y7-15154 | 15154 | MOULDED ENCLOSURE CI23 | EDB | xEnergy Basic | 92.5 | 1
| CI23X-150-NA | Y7-2212 | 2212 | MOULDED ENCLOSURE CI23 | EDB | xEnergy Basic | 150 | 1
| CI43-125 | Y7-17527 | 17527 | MOULDED ENCLOSURE CI43 | EDB | xEnergy Basic | 83.1 | 1
| CI43-125-NA | Y7-2238 | 2238 | MOULDED ENCLOSURE CI43 | EDB | xEnergy Basic | 202 | 1
| CI43-150 | Y7-22273 | 22273 | MOULDED ENCLOSURE CI43 | EDB | xEnergy Basic | 88.4 | 1
| CI43-150-NA | Y7-2241 | 2241 | MOULDED ENCLOSURE CI43 | EDB | xEnergy Basic | 206.3 | 1
| CI43-200 | Y7-27019 | 27019 | MOULDED ENCLOSURE CI43 | EDB | xEnergy Basic | 98.2 | 1
| CI43-200-NA | Y7-2242 | 2242 | MOULDED ENCLOSURE CI43 | EDB | xEnergy Basic | 250.2 | 1
| CI43E-125 | Y7-93133 | 93133 | MOULDED ENCLOSURE CI43 | EDB | xEnergy Basic | 75.8 | 1
| CI43E-150 | Y7-95506 | 95506 | MOULDED ENCLOSURE CI43 | EDB | xEnergy Basic | 99 | 1
| CI43E-200 | Y7-97879 | 97879 | MOULDED ENCLOSURE CI43 | EDB | xEnergy Basic | 108.2 | 1
| CI43X-125 | Y7-19900 | 19900 | MOULDED ENCLOSURE CI43 | EDB | xEnergy Basic | 101 | 1
| CI43X-125-NA | Y7-2213 | 2213 | MOULDED ENCLOSURE CI43 | EDB | xEnergy Basic | 122.1 | 1
| CI43X-150 | Y7-24646 | 24646 | MOULDED ENCLOSURE CI43 | EDB | xEnergy Basic | 106.7 | 1
| CI43X-150-NA | Y7-2232 | 2232 | MOULDED ENCLOSURE CI43 | EDB | xEnergy Basic | 121.4 | 1
| CI43X-200 | Y7-29392 | 29392 | MOULDED ENCLOSURE CI43 | EDB | xEnergy Basic | 116.2 | 1
| CI43X-200-NA | Y7-2217 | 2217 | MOULDED ENCLOSURE CI43 | EDB | xEnergy Basic | 168 | 1
| CI44-125 | Y7-12452 | 12452 | MOULDED ENCLOSURE CI44 | EDB | xEnergy Basic | 102.8 | 1
| CI44-125-NA | Y7-2245 | 2245 | MOULDED ENCLOSURE CI44 | EDB | xEnergy Basic | 242.1 | 1
| CI44-150 | Y7-17198 | 17198 | MOULDED ENCLOSURE CI44 | EDB | xEnergy Basic | 114.2 | 1
| CI44-150-NA | Y7-2246 | 2246 | MOULDED ENCLOSURE CI44 | EDB | xEnergy Basic | 366.5 | 1
| CI44-200 | Y7-21944 | 21944 | MOULDED ENCLOSURE CI44 | EDB | xEnergy Basic | 117 | 1
| CI44-200-NA | Y7-2249 | 2249 | MOULDED ENCLOSURE CI44 | EDB | xEnergy Basic | 261 | 1
| CI44-250 | Y7-26690 | 26690 | MOULDED ENCLOSURE CI44 | EDB | xEnergy Basic | 127.9 | 1
| CI44-250-NA | Y7-2250 | 2250 | MOULDED ENCLOSURE CI44 | EDB | xEnergy Basic | 285.5 | 1
| CI44E-125 | Y7-31436 | 31436 | MOULDED ENCLOSURE CI44 | EDB | xEnergy Basic | 114.2 | 1
| CI44E-150 | Y7-33809 | 33809 | MOULDED ENCLOSURE CI44 | EDB | xEnergy Basic | 106.5 | 1
| CI44E-200 | Y7-36182 | 36182 | MOULDED ENCLOSURE CI44 | EDB | xEnergy Basic | 131.2 | 1
| CI44E-200-T | Y7-90147 | 90147 | MOULDED ENCLOSURE CI44 | EDB | xEnergy Basic | 435.1 | 1
| CI44E-250 | Y7-38555 | 38555 | MOULDED ENCLOSURE CI44 | EDB | xEnergy Basic | 139.8 | 1
| CI44-S60-400/3 | Y7-194566 | 194566 | Busbar panel enclosure with transparent cover, 400 A, 3-pole | EDB | xEnergy Basic | 572 | 1
| CI44X-125 | Y7-31765 | 31765 | MOULDED ENCLOSURE CI44 | EDB | xEnergy Basic | 131.9 | 1
| CI44X-125-NA | Y7-2218 | 2218 | MOULDED ENCLOSURE CI44 | EDB | xEnergy Basic | 158.6 | 1
| CI44X-150 | Y7-34138 | 34138 | MOULDED ENCLOSURE CI44 | EDB | xEnergy Basic | 137.7 | 1
| CI44X-150-NA | Y7-2219 | 2219 | MOULDED ENCLOSURE CI44 | EDB | xEnergy Basic | 281.7 | 1
| CI44X-200 | Y7-36511 | 36511 | MOULDED ENCLOSURE CI44 | EDB | xEnergy Basic | 144.4 | 1
| CI44X-200-NA | Y7-2220 | 2220 | MOULDED ENCLOSURE CI44 | EDB | xEnergy Basic | 314.5 | 1
| CI44X-250 | Y7-38884 | 38884 | MOULDED ENCLOSURE CI44 | EDB | xEnergy Basic | 157.7 | 1
| CI44X-250-NA | Y7-2224 | 2224 | MOULDED ENCLOSURE CI44 | EDB | xEnergy Basic | 199.4 | 1
| CI45-200 | Y7-1896 | 1896 | MOULDED ENCLOSURE CI45 | EDB | xEnergy Basic | 150.7 | 1
| CI45-200-NA | Y7-264024 | 264024 | INSULATED ENCLOSURE CI45-NA | EDB | xEnergy Basic | 291.9 | 1
| CI45E-200 | Y7-1891 | 1891 | MOULDED ENCLOSURE CI45 | EDB | xEnergy Basic | 143.2 | 1
| CI45X-200 | Y7-98469 | 98469 | MOULDED ENCLOSURE CI45 | EDB | xEnergy Basic | 172.8 | 1
| CI45X-200-NA | Y7-264023 | 264023 | INSULATED ENCLOSURE CI45X-NA | EDB | xEnergy Basic | 210 | 1
| CI48-200 | Y7-78896 | 78896 | MOULDED ENCLOSURE CI48 | EDB | xEnergy Basic | 240.2 | 1
| CI48-200-NA | Y7-2253 | 2253 | MOULDED ENCLOSURE CI48 | EDB | xEnergy Basic | 664 | 1
| CI48-250 | Y7-83642 | 83642 | MOULDED ENCLOSURE CI48 | EDB | xEnergy Basic | 261 | 1
| CI48-250-NA | Y7-2254 | 2254 | MOULDED ENCLOSURE CI48 | EDB | xEnergy Basic | 572 | 1
| CL2 | Y7-29064 | 29064 | Mounting rail EN 60715 | EDB | xEnergy Basic | 7.13 | 20
| CL2-15 | Y7-31437 | 31437 | Mounting rail EN 60715 | EDB | xEnergy Basic | 19.45 | 10
| CL3 | Y7-33810 | 33810 | Mounting rail EN 60715 | EDB | xEnergy Basic | 7.59 | 20
| CL3-15 | Y7-36183 | 36183 | Mounting rail EN 60715 | EDB | xEnergy Basic | 22.23 | 10
| CL4 | Y7-38556 | 38556 | Mounting rail EN 60715 | EDB | xEnergy Basic | 8.45 | 20
| CL4-15 | Y7-40929 | 40929 | Mounting rail EN 60715 | EDB | xEnergy Basic | 30.56 | 10
| CU30X10 | Y7-51211 | 51211 | SASY, Busbar Cu 30X10, In=630A, length 1500mm | EDB | xEnergy Basic | 199.9 | 1
| CU-BAND10X16X0,8-BK | Y7-80739 | 80739 | Cu band, insulated, In=400A, S=124mm2, black | EDB | xEnergy Basic | 188.6 | 1
| CU-BAND10X40X1-BK | Y7-119037 | 119037 | Cu band 1000A, 10x40x1mm, 400mm2, black | EDB | xEnergy Basic | 708 | 1
| CU-BAR-500/T | Y7-107166 | 107166 | Profile busbar, T, cu, 500mm², tin-plated 2.40 m | EDB | xEnergy Basic | 780 | 32
| CU-BAR-720/T | Y7-107167 | 107167 | Profile busbar, T, cu, 720mm², tin-plated 2.40 m | EDB | xEnergy Basic | 1243 | 32
| D125-CI23 | Y7-14830 | 14830 | COVER | EDB | xEnergy Basic | 31.8 | 10
| D125-CI23/T | Y7-72476 | 72476 | COVER | EDB | xEnergy Basic | 112.9 | 10
| D125-CI23-NA | Y7-14286 | 14286 | COVER | EDB | xEnergy Basic | 54.7 | 10
| D125-CI43 | Y7-17203 | 17203 | COVER | EDB | xEnergy Basic | 38.55 | 5
| D125-CI43/T | Y7-77222 | 77222 | COVER | EDB | xEnergy Basic | 139 | 2
| D125-CI43-NA | Y7-14433 | 14433 | COVER | EDB | xEnergy Basic | 41.93 | 5
| D125-CI44 | Y7-19576 | 19576 | COVER | EDB | xEnergy Basic | 46.14 | 4
| D125-CI44/T | Y7-84341 | 84341 | COVER | EDB | xEnergy Basic | 151.7 | 2
| D125-CI44-NA | Y7-14838 | 14838 | COVER | EDB | xEnergy Basic | 84.1 | 4
| D150-CI23 | Y7-24322 | 24322 | COVER | EDB | xEnergy Basic | 37.98 | 4
| D150-CI23/T | Y7-74849 | 74849 | COVER | EDB | xEnergy Basic | 148.8 | 4
| D150-CI23-NA | Y7-14334 | 14334 | COVER | EDB | xEnergy Basic | 82.8 | 4
| D150-CI43 | Y7-38560 | 38560 | COVER | EDB | xEnergy Basic | 42.91 | 2
| D150-CI43/T | Y7-79595 | 79595 | COVER | EDB | xEnergy Basic | 162.1 | 2
| D150-CI43-NA | Y7-14480 | 14480 | COVER | EDB | xEnergy Basic | 45.16 | 2
| D150-CI44 | Y7-40933 | 40933 | COVER | EDB | xEnergy Basic | 52.3 | 2
| D150-CI44/T | Y7-86714 | 86714 | COVER | EDB | xEnergy Basic | 211.3 | 2
| D150-CI44-NA | Y7-10937 | 10937 | COVER | EDB | xEnergy Basic | 183.8 | 2
| D200-CI43 | Y7-74155 | 74155 | COVER | EDB | xEnergy Basic | 52.3 | 2
| D200-CI43/T | Y7-81968 | 81968 | COVER | EDB | xEnergy Basic | 200.3 | 1
| D200-CI43-NA | Y7-14771 | 14771 | COVER | EDB | xEnergy Basic | 88.8 | 2
| D200-CI44 | Y7-76528 | 76528 | COVER | EDB | xEnergy Basic | 66 | 2
| D200-CI44/T | Y7-89087 | 89087 | COVER | EDB | xEnergy Basic | 177.1 | 1
| D200-CI44-NA | Y7-10985 | 10985 | COVER | EDB | xEnergy Basic | 217.1 | 2
| D200-CI45 | Y7-1895 | 1895 | COVER | EDB | xEnergy Basic | 76.4 | 1
| D200-CI45-NA | Y7-264022 | 264022 | Cover | EDB | xEnergy Basic | 110.1 | 1
| D200-CI48 | Y7-78901 | 78901 | COVER | EDB | xEnergy Basic | 123.4 | 2
| D200-CI48/2T-NA | Y7-12392 | 12392 | COVER | EDB | xEnergy Basic | 1005 | 1
| D200-CI48-NA | Y7-11878 | 11878 | COVER | EDB | xEnergy Basic | 347.4 | 1
| D250-CI44 | Y7-81274 | 81274 | COVER | EDB | xEnergy Basic | 74.6 | 1
| D250-CI44/T | Y7-91460 | 91460 | ACC.INS.ENCLOSURE CI3-CI49 | EDB | xEnergy Basic | 217.1 | 1
| D250-CI44-NA | Y7-11049 | 11049 | COVER | EDB | xEnergy Basic | 103.5 | 1
| D250-CI48 | Y7-83647 | 83647 | COVER | EDB | xEnergy Basic | 164.8 | 1
| D250-CI48/2T-NA | Y7-12411 | 12411 | COVER | EDB | xEnergy Basic | 939 | 1
| D250-CI48-NA | Y7-11906 | 11906 | COVER | EDB | xEnergy Basic | 193.9 | 1
| D2-CI | Y7-2310 | 2310 | BT ASSEMBLY PARTS | EDB | xEnergy Basic | 3.42 | 20
| D3-CI | Y7-2311 | 2311 | BT ASSEMBLY PARTS | EDB | xEnergy Basic | 4.34 | 20
| D4-CI | Y7-2312 | 2312 | BT ASSEMBLY PARTS | EDB | xEnergy Basic | 5.48 | 20
| DP-ID | Y7-96222 | 96222 | ACC.INS.ENCLOSURE CI3-CI49 | EDB | xEnergy Basic | 12.99 | 5
| DSCH-CI | Y7-34224 | 34224 | ACC.INS.ENCLOSURE CI3-CI49 | EDB | xEnergy Basic | 42.35 | 5
| DV125-CI | Y7-1923 | 1923 | ACC.INS.ENCLOSURE CI3-CI49 | EDB | xEnergy Basic | 6.95 | 10
| DV150-250-CI | Y7-1924 | 1924 | ACC.INS.ENCLOSURE CI3-CI49 | EDB | xEnergy Basic | 6.95 | 10
| E-FAN2 | Y7-167288 | 167288 | Pano tipi filtre fan | EDB | xEnergy Basic | 184.8 | 1
| E-FAN3 | Y7-167289 | 167289 | Pano tipi filtre fan | EDB | xEnergy Basic | 213 | 1
| EM4-CI | Y7-2293 | 2293 | BT ASSEMBLY PARTS | EDB | xEnergy Basic | 6.05 | 100
| EM5-CI | Y7-2294 | 2294 | BT ASSEMBLY PARTS | EDB | xEnergy Basic | 6.33 | 100
| EM6-CI | Y7-2295 | 2295 | BT ASSEMBLY PARTS | EDB | xEnergy Basic | 6.6 | 100
| EP22AP | Y7-143868 | 143868 | Protection slab, closed version | EDB | xEnergy Basic | 43.17 | 1
| EP22GLD250/400-OG | Y7-143969 | 143969 | Switch-disconnectors mounting unit Dumeco | EDB | xEnergy Basic | 140.3 | 1
| EP23AP | Y7-143869 | 143869 | Protection slab, closed version | EDB | xEnergy Basic | 54.9 | 1
| EP24AP | Y7-143870 | 143870 | Protection slab, closed version | EDB | xEnergy Basic | 70.3 | 1
| EP25AP | Y7-143871 | 143871 | Protection slab, closed version | EDB | xEnergy Basic | 171.2 | 1
| EP51AP | Y7-143872 | 143872 | Protection slab, closed version | EDB | xEnergy Basic | 49.52 | 1
| EP53AP | Y7-143874 | 143874 | Protection slab, closed version | EDB | xEnergy Basic | 70.9 | 1
| EP53GLD630/1000-OG | Y7-143970 | 143970 | Switch-disconnectors mounting unit Dumeco | EDB | xEnergy Basic | 176.5 | 1
| EP55GTL4-OG | Y7-143955 | 143955 | NH fuse switch disconnectors mounting unit size 1-3 | EDB | xEnergy Basic | 193.6 | 1
| EPHHS-M8X16 | Y7-144030 | 144030 | Fixing screw, M8x16 | EDB | xEnergy Basic | 0.35 | 100
| EPLHS-4,2X16 | Y7-144029 | 144029 | Fixing screw, 4.2x16 | EDB | xEnergy Basic | 0.2 | 100
| EPLHS-M4X16 | Y7-141863 | 141863 | Screw, M4x16, thread forming, pan head, form C, zinc plated | EDB | xEnergy Basic | 0.25 | 100
| EPLHS-M4X8 | Y7-144028 | 144028 | Fixing screw, M4x8 | EDB | xEnergy Basic | 0.13 | 100
| EPTH500 | Y7-143852 | 143852 | Mounting rail horizontal | EDB | xEnergy Basic | 16.04 | 1
| EPTV | Y7-143860 | 143860 | Mounting rail connector | EDB | xEnergy Basic | 12.49 | 1
| EPTV05 | Y7-143862 | 143862 | Mounting rail connector, half type | EDB | xEnergy Basic | 13.64 | 1
| EPTV1600A-XVTL | Y7-300840 | 300840 | Mounting rail, for H = 1600 mm, vertical | EDB | xEnergy Light | 38.79 | 1
| EPTV1800A-XVTL | Y7-143797 | 143797 | Mounting rail vertical | EDB | xEnergy Basic | 42.87 | 1
| EPTV600 | Y7-143841 | 143841 | Mounting rail vertical | EDB | xEnergy Basic | 20.25 | 1
| EVB-ID | Y7-2299 | 2299 | BT ASSEMBLY PARTS | EDB | xEnergy Basic | 41.36 | 10
| EX-FILT2 | Y7-167293 | 167293 | Pano tipi çıkış filtresi | EDB | xEnergy Basic | 83.4 | 1
| EX-FILT3 | Y7-167294 | 167294 | Pano tipi çıkış filtresi | EDB | xEnergy Basic | 89 | 1
| F3A-V | Y7-149194 | 149194 | Flange, ventilated, metal, RAL7035 | EDB | xEnergy Basic | 57.2 | 1
| F3A-XP-M20/16 | Y7-187863 | 187863 | Flange plate, IP66, metal, 12xM20 + 10xM16 | EDB | xEnergy Basic | 22.65 | 1
| F3A-XP-M50/40 | Y7-187862 | 187862 | Flange plate, IP66, metal, 2xM50/M40 + 2xM40/M32 + 9xM20 | EDB | xEnergy Basic | 22.22 | 1
| FHF-ID | Y7-89103 | 89103 | ACC.INS.ENCLOSURE CI3-CI49 | EDB | xEnergy Basic | 54.6 | 2
| FL1-X | Y7-78933 | 78933 | INSULATING FLANGE PLATE FL1 | EDB | xEnergy Basic | 17.02 | 10
| FL2-2 | Y7-17898 | 17898 | INSULATING FLANGE PLATE FL2 | EDB | xEnergy Basic | 22.22 | 10
| FL2-3 | Y7-20271 | 20271 | INSULATING FLANGE PLATE FL2 | EDB | xEnergy Basic | 16.33 | 10
| FL2-X | Y7-86052 | 86052 | INSULATING FLANGE PLATE FL2 | EDB | xEnergy Basic | 21.39 | 10
| FL2-X-NA | Y7-208310 | 208310 | Insulated flange FL2 | EDB | xEnergy Basic | 21.66 | 10
| FL3-1 | Y7-88425 | 88425 | INSULATING FLANGE PLATE FL3 | EDB | xEnergy Basic | 23.22 | 10
| FL3-2 | Y7-90798 | 90798 | INSULATING FLANGE PLATE FL3 | EDB | xEnergy Basic | 23.22 | 10
| FL3-3 | Y7-22644 | 22644 | INSULATING FLANGE PLATE FL3 | EDB | xEnergy Basic | 23.22 | 10
| FL3-X | Y7-93171 | 93171 | INSULATING FLANGE PLATE FL3 | EDB | xEnergy Basic | 15.57 | 10
| FL3-X-NA | Y7-12462 | 12462 | INSULATING FLANGE PLATE FL3 | EDB | xEnergy Basic | 21.1 | 10
| FL4-2 | Y7-14863 | 14863 | INSULATING FLANGE PLATE FL4 | EDB | xEnergy Basic | 28.55 | 10
| FL4-3 | Y7-17236 | 17236 | INSULATING FLANGE PLATE FL4 | EDB | xEnergy Basic | 27.99 | 10
| FL4-4 | Y7-19609 | 19609 | INSULATING FLANGE PLATE FL4 | EDB | xEnergy Basic | 28.55 | 10
| FL4-5 | Y7-21982 | 21982 | INSULATING FLANGE PLATE FL4 | EDB | xEnergy Basic | 20 | 10
| FL4-D | Y7-44879 | 44879 | ACC.INS.ENCLOSURE CI3-CI49 | EDB | xEnergy Basic | 58.6 | 10
| FL4-X | Y7-24355 | 24355 | INSULATING FLANGE PLATE FL4 | EDB | xEnergy Basic | 18.7 | 10
| FL4-X-NA | Y7-208309 | 208309 | Insulated flange FL4 | EDB | xEnergy Basic | 25.46 | 10
| FP25-ID | Y7-98595 | 98595 | ACC.INS.ENCLOSURE CI3-CI49 | EDB | xEnergy Basic | 24.31 | 4
| FP50-ID | Y7-10795 | 10795 | ACC.INS.ENCLOSURE CI3-CI49 | EDB | xEnergy Basic | 125.9 | 4
| FP75-ID | Y7-13168 | 13168 | ACC.INS.ENCLOSURE CI3-CI49 | EDB | xEnergy Basic | 175 | 2
| FT-CI | Y7-2319 | 2319 | BT ASSEMBLY PARTS | EDB | xEnergy Basic | 16.59 | 10
| GA-1-I43-G | Y7-20280 | 20280 | ACC.INS.ENCLOSURE CI3-CI49 | EDB | xEnergy Basic | 54.3 | 4
| GA-1-I44 | Y7-25026 | 25026 | ACC.INS.ENCLOSURE CI3-CI49 | EDB | xEnergy Basic | 43.75 | 2
| GA-2-I44 | Y7-27399 | 27399 | ACC.INS.ENCLOSURE CI3-CI49 | EDB | xEnergy Basic | 54.3 | 2
| GA-MS-I43 | Y7-53502 | 53502 | ACC.INS.ENCLOSURE CI3-CI49 | EDB | xEnergy Basic | 50.1 | 1
| GA-MS-I44 | Y7-55875 | 55875 | ACC.INS.ENCLOSURE CI3-CI49 | EDB | xEnergy Basic | 47.92 | 1
| GA-O/I23 | Y7-51123 | 51123 | ACC.INS.ENCLOSURE CI3-CI49 | EDB | xEnergy Basic | 20.83 | 5
| GA-O/I43 | Y7-53496 | 53496 | ACC.INS.ENCLOSURE CI3-CI49 | EDB | xEnergy Basic | 24.62 | 5
| GA-O/I44 | Y7-55869 | 55869 | ACC.INS.ENCLOSURE CI3-CI49 | EDB | xEnergy Basic | 21.53 | 5
| GA-RS-I23 | Y7-46378 | 46378 | ACC.FUSE S + RS | EDB | xEnergy Basic | 16.18 | 2
| GA-RS-I43 | Y7-48751 | 48751 | ACC.FUSE S + RS | EDB | xEnergy Basic | 25.32 | 1
| GA-RS-I43-G | Y7-17907 | 17907 | ACC.FUSE S + RS | EDB | xEnergy Basic | 29.68 | 1
| GA-RS-I44 | Y7-22653 | 22653 | ACC.FUSE S + RS | EDB | xEnergy Basic | 25.32 | 2
| HBA-4344 | Y7-2316 | 2316 | BT ASSEMBLY PARTS | EDB | xEnergy Basic | 4.34 | 10
| HDP-ID | Y7-93849 | 93849 | ACC.INS.ENCLOSURE CI3-CI49 | EDB | xEnergy Basic | 10.68 | 5
| HG-CI | Y7-46382 | 46382 | ACC.INS.ENCLOSURE CI3-CI49 | EDB | xEnergy Basic | 1.39 | 20
| H-K150/5 | Y7-39261 | 39261 | Terminal cover for K150/3, K150/4, K150/5 | EDB | xEnergy Basic | 50.1 | 1
| H-K240/5 | Y7-41634 | 41634 | Terminal cover for K240/3, K240/4, K240/5 | EDB | xEnergy Basic | 61.2 | 1
| HS25-CI | Y7-2291 | 2291 | Spacers | EDB | xEnergy Basic | 2.54 | 25
| HS50-CI | Y7-2292 | 2292 | Spacers | EDB | xEnergy Basic | 3.6 | 25
| HSH0632 | Y7-2321 | 2321 | BT ASSEMBLY PARTS | EDB | xEnergy Basic | 9.13 | 5
| HSH-CI | Y7-2320 | 2320 | BT ASSEMBLY PARTS | EDB | xEnergy Basic | 6.5 | 5
| IM4-CI23 | Y7-86081 | 86081 | Mounting plates for CI enclosures, Glass-fibre reinforced insulating material, 4 mm thick | EDB | xEnergy Basic | 68.2 | 10
| IM4-CI43 | Y7-88454 | 88454 | Mounting plates for CI enclosures, Glass-fibre reinforced insulating material, 4 mm thick | EDB | xEnergy Basic | 93.9 | 5
| IM4-CI44 | Y7-90827 | 90827 | Mounting plates for CI enclosures, Glass-fibre reinforced insulating material, 4 mm thick | EDB | xEnergy Basic | 100.1 | 5
| IM4-CI48 | Y7-93200 | 93200 | Mounting plates for CI enclosures, Glass-fibre reinforced insulating material, 4 mm thick | EDB | xEnergy Basic | 205.7 | 5
| IZM63TS-3P | Y7-500056 | 500056 |  | EDB | xEnergy Main | 5013 | 1
| IZM63TS-4P | Y7-500057 | 500057 |  | EDB | xEnergy Main | 5763 | 1
| K12X5/25 | Y7-2324 | 2324 | SASY, terminal, 12x5mm | EDB | xEnergy Basic | 9.6 | 10
| K150/3 | Y7-32136 | 32136 | Terminal 3pole, 250A (1x35-150mm2) | EDB | xEnergy Basic | 179.5 | 1
| K150-IPK | Y7-182401 | 182401 | IP2X protection against contact with a finger for 3 to 5 pole K150 terminals | EDB | xEnergy Basic | 5.72 | 2
| K20X10/35 | Y7-2325 | 2325 | SASY, terminal, 20x10mm | EDB | xEnergy Basic | 8.08 | 10
| K20X15/40 | Y7-2285 | 2285 | SASY, terminal, 20x15mm | EDB | xEnergy Basic | 9.35 | 10
| K20X15/40-A | Y7-12783 | 12783 | SASY, terminal, 20x15mm | EDB | xEnergy Basic | 16.73 | 10
| K20X15/50 | Y7-2326 | 2326 | SASY, terminal, 20x15mm | EDB | xEnergy Basic | 26.45 | 5
| K20X5/25 | Y7-2327 | 2327 | SASY, terminal, 20x5mm | EDB | xEnergy Basic | 7.17 | 10
| K240/3 | Y7-39255 | 39255 | Terminal 3pole, 400A (1x50-240mm2) | EDB | xEnergy Basic | 223.8 | 1
| K240-IPK | Y7-182402 | 182402 | IP2X protection against contact with a finger for 3 to 5 pole K240 terminals | EDB | xEnergy Basic | 5.9 | 2
| K2X240-IPK | Y7-182403 | 182403 | IP2X protection against contact with a finger for 3 to 5 pole K2x240 terminals | EDB | xEnergy Basic | 5.99 | 2
| K95-IPK | Y7-182400 | 182400 | IP2X protection against contact with a finger for 3 to 5 pole K95 terminals | EDB | xEnergy Basic | 5.66 | 2
| K-CI | Y7-2314 | 2314 | BT ASSEMBLY PARTS | EDB | xEnergy Basic | 0.55 | 100
| KD4-CI | Y7-2313 | 2313 | BT ASSEMBLY PARTS | EDB | xEnergy Basic | 1.41 | 25
| KP-CI | Y7-2328 | 2328 | ACC.INS.ENCLOSURE CI3-CI49 | EDB | xEnergy Basic | 8.88 | 20
| KS3-CI | Y7-57621 | 57621 | ACC.INS.ENCLOSURE CI3-CI49 | EDB | xEnergy Basic | 87 | 1
| KS4-CI | Y7-62367 | 62367 | ACC.INS.ENCLOSURE CI3-CI49 | EDB | xEnergy Basic | 97.1 | 1
| KSK-3N-CI | Y7-194562 | 194562 | KSK combination plug-in terminal, mounted on Ci support; N (neutral) | EDB | xEnergy Basic | 81.2 | 1
| KSK-3PE-CI | Y7-194561 | 194561 | KSK combination plug-in terminal, mounted on Ci support; PE (protective earth) | EDB | xEnergy Basic | 79.8 | 1
| KST32-125 | Y7-69774 | 69774 | CABLE ENTRY BOX KST32 | EDB | xEnergy Basic | 248.6 | 1
| KST32-150 | Y7-72147 | 72147 | CABLE ENTRY BOX KST32 | EDB | xEnergy Basic | 248.6 | 1
| KST34-125 | Y7-76893 | 76893 | CABLE ENTRY BOX KST34 | EDB | xEnergy Basic | 203.6 | 1
| KST34-150 | Y7-74520 | 74520 | CABLE ENTRY BOX KST34 | EDB | xEnergy Basic | 207.1 | 1
| KST34-200 | Y7-79266 | 79266 | CABLE ENTRY BOX KST34 | EDB | xEnergy Basic | 208.8 | 1
| KST43-125 | Y7-81639 | 81639 | CABLE ENTRY BOX KST43 | EDB | xEnergy Basic | 223.7 | 1
| KST43-150 | Y7-84012 | 84012 | CABLE ENTRY BOX KST43 | EDB | xEnergy Basic | 236 | 1
| KST43-200 | Y7-86385 | 86385 | CABLE ENTRY BOX KST43 | EDB | xEnergy Basic | 237.9 | 1
| KST44-125 | Y7-88758 | 88758 | CABLE ENTRY BOX KST44 | EDB | xEnergy Basic | 256.7 | 1
| KST44-150 | Y7-91131 | 91131 | CABLE ENTRY BOX KST44 | EDB | xEnergy Basic | 261 | 1
| KST44-200 | Y7-93504 | 93504 | CABLE ENTRY BOX KST44 | EDB | xEnergy Basic | 271.3 | 1
| KST44-250 | Y7-95877 | 95877 | CABLE ENTRY BOX KST44 | EDB | xEnergy Basic | 281.7 | 1
| KST48-200 | Y7-98250 | 98250 | CABLE ENTRY BOX KST48 | EDB | xEnergy Basic | 395.4 | 1
| KST48-250 | Y7-10450 | 10450 | CABLE ENTRY BOX KST48 | EDB | xEnergy Basic | 422 | 1
| KSV6-CI | Y7-193457 | 193457 | Cable anchoring rail, L = 750 mm for Ci distribution board | EDB | xEnergy Basic | 26.31 | 1
| KSV9-CI | Y7-193458 | 193458 | Cable anchoring rail, L = 1125 mm for Ci distribution board | EDB | xEnergy Basic | 33.77 | 1
| KT3 | Y7-31523 | 31523 | ACC.INS.ENCLOSURE CI3-CI49 | EDB | xEnergy Basic | 5.65 | 2
| KT4 | Y7-36269 | 36269 | ACC.INS.ENCLOSURE CI3-CI49 | EDB | xEnergy Basic | 4.17 | 3
| KVB-ID | Y7-2300 | 2300 | BT ASSEMBLY PARTS | EDB | xEnergy Basic | 90 | 10
| L1-CI23 | Y7-91487 | 91487 | ACC.INS.ENCLOSURE CI3-CI49 | EDB | xEnergy Basic | 14.59 | 10
| L1-CI43 | Y7-93860 | 93860 | ACC.INS.ENCLOSURE CI3-CI49 | EDB | xEnergy Basic | 22.23 | 5
| L1-CI44 | Y7-96233 | 96233 | ACC.INS.ENCLOSURE CI3-CI49 | EDB | xEnergy Basic | 42.62 | 5
| L3/5-CI23 | Y7-60611 | 60611 | ACC.INS.ENCLOSURE CI3-CI49 | EDB | xEnergy Basic | 15.61 | 10
| L3-CI43 | Y7-62984 | 62984 | ACC.INS.ENCLOSURE CI3-CI49 | EDB | xEnergy Basic | 24.31 | 5
| L5-CI43 | Y7-65357 | 65357 | ACC.INS.ENCLOSURE CI3-CI49 | EDB | xEnergy Basic | 25.7 | 5
| L5-CI44 | Y7-67730 | 67730 | ACC.INS.ENCLOSURE CI3-CI49 | EDB | xEnergy Basic | 35.46 | 5
| L5-CI45 | Y7-225416 | 225416 | CI23-CI48 ISO enclosure, accessories | EDB | xEnergy Basic | 67 | 5
| L5-CI48 | Y7-70103 | 70103 | ACC.INS.ENCLOSURE CI3-CI49 | EDB | xEnergy Basic | 83.3 | 2
| LPS-ID | Y7-86731 | 86731 | ACC.INS.ENCLOSURE CI3-CI49 | EDB | xEnergy Basic | 77.7 | 5
| LT284-M6X20-C | Y7-50325 | 50325 | ACC.INS.ENCLOSURE CI3-CI49 | EDB | xEnergy Basic | 0.7 | 100
| M3-CI23 | Y7-19709 | 19709 | CI mounting plate, unholed galvanized | EDB | xEnergy Basic | 14.59 | 5
| M3-CI43 | Y7-29201 | 29201 | CI mounting plate, unholed galvanized | EDB | xEnergy Basic | 22.23 | 5
| M3-CI44 | Y7-31574 | 31574 | CI mounting plate, unholed galvanized | EDB | xEnergy Basic | 39.74 | 5
| M3-CI45 | Y7-3036 | 3036 | CI mounting plate, unholed galvanized | EDB | xEnergy Basic | 51.4 | 5
| M3-CI48 | Y7-36320 | 36320 | CI mounting plate, unholed galvanized | EDB | xEnergy Basic | 81.5 | 2
| N23RS18 | Y7-55870 | 55870 | ACC.INS.ENCLOSURE CI3-CI49 | EDB | xEnergy Basic | 59.4 | 1
| N23RS27 | Y7-58243 | 58243 | ACC.INS.ENCLOSURE CI3-CI49 | EDB | xEnergy Basic | 60.4 | 1
| N23RS33 | Y7-60616 | 60616 | ACC.INS.ENCLOSURE CI3-CI49 | EDB | xEnergy Basic | 49.37 | 1
| N43RS18 | Y7-67735 | 67735 | ACC.INS.ENCLOSURE CI3-CI49 | EDB | xEnergy Basic | 80.8 | 1
| N43RS27 | Y7-65362 | 65362 | ACC.INS.ENCLOSURE CI3-CI49 | EDB | xEnergy Basic | 82.6 | 1
| N43RS33 | Y7-62989 | 62989 | ACC.INS.ENCLOSURE CI3-CI49 | EDB | xEnergy Basic | 73 | 1
| NWS-SL/DLB/5 | Y7-255318 | 255318 | Doppelbart (doble bit) key 5mm | EDB | xEnergy Basic | 7.64 | 1
| PAINT-RAL9016 | Y7-288948 | 288948 | #N/A | EDB | xEnergy Main | 47.23 | 1
| PEN23RS18 | Y7-81973 | 81973 | ACC.FUSE S + RS | EDB | xEnergy Basic | 59.9 | 1
| PEN23RS27 | Y7-79600 | 79600 | ACC.FUSE S + RS | EDB | xEnergy Basic | 60.4 | 1
| PEN23RS33 | Y7-77227 | 77227 | ACC.FUSE S + RS | EDB | xEnergy Basic | 49.24 | 1
| PEN43RS18 | Y7-70108 | 70108 | ACC.FUSE S + RS | EDB | xEnergy Basic | 79.8 | 1
| PEN43RS27 | Y7-72481 | 72481 | ACC.FUSE S + RS | EDB | xEnergy Basic | 81.6 | 1
| PEN43RS33 | Y7-74854 | 74854 | ACC.FUSE S + RS | EDB | xEnergy Basic | 71.7 | 1
| PHZ-E10/30 3K7 | Y7-193899 | 193899 | Profile half cylinder 3 corner shaft 7mm | EDB | xEnergy Main | 27.78 | 1
| PHZ-E10/30 3K8 | Y7-193900 | 193900 | Profile half cylinder 3 corner shaft 8mm | EDB | xEnergy Main | 27.78 | 1
| PHZ-E10/30 4K6 | Y7-193896 | 193896 | Profile half cylinder square shaft 6mm | EDB | xEnergy Main | 27.78 | 1
| PHZ-E10/30 4K7 | Y7-193897 | 193897 | Profile half cylinder square shaft 7mm | EDB | xEnergy Main | 27.78 | 1
| PHZ-E10/30 4K8 | Y7-193898 | 193898 | Profile half cylinder square shaft 8mm | EDB | xEnergy Main | 27.78 | 1
| PHZ-E10/30 DB/DN3 | Y7-193901 | 193901 | Profile half cylinder twowaykeybit 3mm | EDB | xEnergy Main | 27.78 | 1
| PHZ-E10/30 DB/DN5 | Y7-193902 | 193902 | Profile half cylinder twowaykeybit 5mm | EDB | xEnergy Main | 27.78 | 1
| PHZ-E10/30 SZ | Y7-193903 | 193903 | Profile half cylinder slot 2mm | EDB | xEnergy Main | 27.78 | 1
| PLV200-CI | Y7-44881 | 44881 | ACC.INS.ENCLOSURE CI3-CI49 | EDB | xEnergy Basic | 17.73 | 5
| QST250-CI | Y7-219122 | 219122 | Accessories, CI23-CI43 ins. enclosure | EDB | xEnergy Basic | 26.31 | 10
| QST375-CI | Y7-2334 | 2334 | ACC.INS.ENCLOSURE CI3-CI49 | EDB | xEnergy Basic | 11.35 | 10
| R-HEAT-45W | Y7-167269 | 167269 | Pano tipi radyan ısıtıcı | EDB | xEnergy Basic | 77.4 | 1
| R-SHEAT-50W | Y7-167278 | 167278 | Pano tipi radyan ısıtıcı | EDB | xEnergy Basic | 131.7 | 1
| SE-RS-I43 | Y7-44005 | 44005 | ACC.FUSE S + RS | EDB | xEnergy Basic | 202.4 | 1
| SE-RS-I44 | Y7-1890 | 1890 | ACC.FUSE S + RS | EDB | xEnergy Basic | 206.3 | 1
| SH0165/2 | Y7-10774 | 10774 | ACC.INS.ENCLOSURE CI3-CI49 | EDB | xEnergy Basic | 14.76 | 5
| SH0632 | Y7-67739 | 67739 | ACC.INS.ENCLOSURE CI3-CI49 | EDB | xEnergy Basic | 13.89 | 5
| SH0635/3 | Y7-58247 | 58247 | ACC.INS.ENCLOSURE CI3-CI49 | EDB | xEnergy Basic | 19.28 | 5
| SH0635/4 | Y7-60620 | 60620 | ACC.INS.ENCLOSURE CI3-CI49 | EDB | xEnergy Basic | 20.84 | 10
| SH1005/4 | Y7-62993 | 62993 | ACC.INS.ENCLOSURE CI3-CI49 | EDB | xEnergy Basic | 31.65 | 5
| SH1603/4 | Y7-65366 | 65366 | ACC.INS.ENCLOSURE CI3-CI49 | EDB | xEnergy Basic | 33.2 | 5
| SL63031 | Y7-148582 | 148582 | Busbar support, 3p, 12x5-30x10, (60mm) | EDB | xEnergy Basic | 13.89 | 1
| SL630-ADP-CI | Y7-184465 | 184465 | Adapter SASY60i busbar support 250 - 630A in Ci | EDB | xEnergy Basic | 137.6 | 1
| SLHF-ID | Y7-91476 | 91476 | ACC.INS.ENCLOSURE CI3-CI49 | EDB | xEnergy Basic | 7.66 | 5
| SLPEN63011 | Y7-148585 | 148585 | Space unit/N busbar support, 1p, 12x5-30x10 (60mm) | EDB | xEnergy Basic | 7.24 | 1
| SS5-ID0375 | Y7-79611 | 79611 | Plinth CI | EDB | xEnergy Basic | 180.9 | 1
| SS5-ID0750 | Y7-81984 | 81984 | Plinth CI | EDB | xEnergy Basic | 252.8 | 1
| SS5-ID1125 | Y7-84357 | 84357 | Plinth CI | EDB | xEnergy Basic | 320.9 | 1
| SS5-ID1500 | Y7-86730 | 86730 | Plinth CI | EDB | xEnergy Basic | 391 | 1
| STB3-CI | Y7-219217 | 219217 | Accessory ISO enclosure CI23-CI43 | EDB | xEnergy Basic | 54.5 | 1
| STB4-CI | Y7-34223 | 34223 | ACC.INS.ENCLOSURE CI3-CI49 | EDB | xEnergy Basic | 43.75 | 1
| STR50-ID | Y7-72493 | 72493 | Support strut CI | EDB | xEnergy Basic | 28.55 | 1
| STR75-ID | Y7-74866 | 74866 | Support strut CI | EDB | xEnergy Basic | 30.95 | 1
| SVCU20X5 | Y7-2323 | 2323 | BT ASSEMBLY PARTS | EDB | xEnergy Basic | 41.93 | 10
| SVS250630-5 | Y7-2066 | 2066 | ACC.INS.ENCLOSURE CI3-CI49 | EDB | xEnergy Basic | 141 | 1
| SWHDP-ID | Y7-32152 | 32152 | ACC.INS.ENCLOSURE CI3-CI49 | EDB | xEnergy Basic | 26.31 | 5
| SWRL25-ID | Y7-15541 | 15541 | Side wall, for cabling box, H=250mm | EDB | xEnergy Basic | 42.07 | 1
| T2000/3-R185VT | Y7-148591 | 148591 | Busbar support, 3p 40x10 - 100x10 (185mm) | EDB | xEnergy Basic | 46.76 | 1
| T-CI23 | Y7-93833 | 93833 | ACC.INS.ENCLOSURE CI3-CI49 | EDB | xEnergy Basic | 54.5 | 2
| T-CI43 | Y7-96206 | 96206 | ACC.INS.ENCLOSURE CI3-CI49 | EDB | xEnergy Basic | 101 | 1
| T-CI44 | Y7-98579 | 98579 | ACC.INS.ENCLOSURE CI3-CI49 | EDB | xEnergy Basic | 91.3 | 1
| TG23 | Y7-44004 | 44004 | ACC.INS.ENCLOSURE CI3-CI49 | EDB | xEnergy Basic | 42.62 | 1
| TG43 | Y7-46377 | 46377 | ACC.INS.ENCLOSURE CI3-CI49 | EDB | xEnergy Basic | 33.34 | 1
| TG44 | Y7-48750 | 48750 | ACC.INS.ENCLOSURE CI3-CI49 | EDB | xEnergy Basic | 33.6 | 1
| TH-C | Y7-167313 | 167313 | Pano aksamı: Termostat, N/A kontaklı, sıcaklık ayar aralığı 0-60C° | EDB | xEnergy Basic | 24.56 | 1
| TIW-2 | Y7-275431 | 275431 | Pano aksamı: Ayarlanabilir derinlik köşebenti | EDB | xEnergy Basic | 17.95 | 1
| TOB/XAT-CI | Y7-193464 | 193464 | Transport-Kit incl. 2x Eye-bolts for Ci distribution board | EDB | xEnergy Basic | 67.8 | 1
| UBS4,8 | Y7-2288 | 2288 | BT ASSEMBLY PARTS | EDB | xEnergy Basic | 0.72 | 25
| U-CI23 | Y7-60282 | 60282 | ENCLOSURE BASE | EDB | xEnergy Basic | 43.75 | 1
| U-CI23E | Y7-38793 | 38793 | ENCLOSURE BASE | EDB | xEnergy Basic | 42.91 | 1
| U-CI23X | Y7-57909 | 57909 | ENCLOSURE BASE | EDB | xEnergy Basic | 50.4 | 1
| U-CI43 | Y7-65028 | 65028 | ENCLOSURE BASE | EDB | xEnergy Basic | 48.11 | 1
| U-CI43E | Y7-64896 | 64896 | ENCLOSURE BASE | EDB | xEnergy Basic | 52.3 | 1
| U-CI43X | Y7-62655 | 62655 | ENCLOSURE BASE | EDB | xEnergy Basic | 59.9 | 1
| U-CI44 | Y7-67269 | 67269 | ENCLOSURE BASE | EDB | xEnergy Basic | 56.7 | 1
| U-CI44E | Y7-69642 | 69642 | ENCLOSURE BASE | EDB | xEnergy Basic | 63.2 | 1
| U-CI44X | Y7-67401 | 67401 | ENCLOSURE BASE | EDB | xEnergy Basic | 78.5 | 1
| U-CI45 | Y7-1894 | 1894 | ENCLOSURE BASE | EDB | xEnergy Basic | 113.2 | 1
| U-CI45E | Y7-1893 | 1893 | ENCLOSURE BASE | EDB | xEnergy Basic | 119.9 | 1
| U-CI45X | Y7-98470 | 98470 | ENCLOSURE BASE | EDB | xEnergy Basic | 87.4 | 1
| U-CI48 | Y7-83880 | 83880 | ENCLOSURE BASE | EDB | xEnergy Basic | 115 | 1
| VHG50-CI | Y7-44880 | 44880 | ACC.INS.ENCLOSURE CI3-CI49 | EDB | xEnergy Basic | 6.44 | 8
| VS-CI | Y7-2315 | 2315 | BT ASSEMBLY PARTS | EDB | xEnergy Basic | 0.86 | 100
| VS-KS-CI | Y7-38460 | 38460 | ACC.INS.ENCLOSURE CI3-CI49 | EDB | xEnergy Basic | 1.47 | 25
| VS-TR-CI | Y7-2330 | 2330 | BT ASSEMBLY PARTS | EDB | xEnergy Basic | 3.86 | 25
| WBW100-ID | Y7-84356 | 84356 | ACC.INS.ENCLOSURE CI3-CI49 | EDB | xEnergy Basic | 72.9 | 10
| WBW12-ID | Y7-1925 | 1925 | ACC.INS.ENCLOSURE CI3-CI49 | EDB | xEnergy Basic | 67.3 | 4
| WBW25-ID | Y7-81983 | 81983 | ACC.INS.ENCLOSURE CI3-CI49 | EDB | xEnergy Basic | 46.71 | 10
| WFB-SET-CS | Y7-112639 | 112639 | Set of Wall-Mounting Angles for CS box | EDB | xEnergy Basic | 22.23 | 1
| WS10-ID | Y7-17913 | 17913 | Mounting frame profile, vertical, L=1250mm | EDB | xEnergy Basic | 69.7 | 1
| WS11-ID | Y7-20286 | 20286 | Mounting frame profile, vertical, L=1375mm | EDB | xEnergy Basic | 84.5 | 1
| WS12-ID | Y7-22659 | 22659 | Mounting frame profile, vertical, L=1500mm | EDB | xEnergy Basic | 89.7 | 5
| WS13-ID | Y7-25032 | 25032 | Mounting frame profile, vertical, L=1625mm | EDB | xEnergy Basic | 94.3 | 1
| WS14-ID | Y7-27405 | 27405 | Mounting frame profile, vertical, L=1750mm | EDB | xEnergy Basic | 99 | 1
| WS15-ID | Y7-29778 | 29778 | Mounting frame profile, vertical, L=1875mm | EDB | xEnergy Basic | 102.8 | 1
| WS16-ID | Y7-32151 | 32151 | Mounting frame profile, vertical, L=2000mm | EDB | xEnergy Basic | 106.8 | 1
| WS17-ID | Y7-34524 | 34524 | Mounting frame profile, vertical, L=2125mm | EDB | xEnergy Basic | 113.2 | 1
| WS18-ID | Y7-36897 | 36897 | Mounting frame profile, vertical, L=2250mm | EDB | xEnergy Basic | 116.6 | 1
| WS19-ID | Y7-39270 | 39270 | Mounting frame profile, vertical, L=2375mm | EDB | xEnergy Basic | 120.9 | 1
| WS20-ID | Y7-34525 | 34525 | Mounting frame profile, vertical, L=2500mm | EDB | xEnergy Basic | 124.4 | 1
| WS21-ID | Y7-36898 | 36898 | Mounting frame profile, vertical, L=2625mm | EDB | xEnergy Basic | 131.3 | 5
| WS22-ID | Y7-39271 | 39271 | Mounting frame profile, vertical, L=2750mm | EDB | xEnergy Basic | 134.6 | 5
| WS23-ID | Y7-41644 | 41644 | Mounting frame profile, vertical, L=2875mm | EDB | xEnergy Basic | 154.3 | 1
| WS6-ID | Y7-98594 | 98594 | Mounting frame profile, vertical, L=750mm | EDB | xEnergy Basic | 46 | 1
| WS7-ID | Y7-10794 | 10794 | Mounting frame profile, vertical, L=875mm | EDB | xEnergy Basic | 57.2 | 1
| WS8-ID | Y7-13167 | 13167 | Mounting frame profile, vertical, L=1000mm | EDB | xEnergy Basic | 61.1 | 1
| WS9-ID | Y7-15540 | 15540 | Mounting frame profile, vertical, L=1125mm | EDB | xEnergy Basic | 65 | 1
| WSM14-ID | Y7-44017 | 44017 | Mounting frame profile, vertical / center, L=1700mm | EDB | xEnergy Basic | 96.8 | 5
| WSM15-ID | Y7-46390 | 46390 | Mounting frame profile, vertical / center, L=1825mm | EDB | xEnergy Basic | 101.3 | 5
| WSM16-ID | Y7-48763 | 48763 | Mounting frame profile, vertical / center, L=1950mm | EDB | xEnergy Basic | 105.4 | 5
| WSM17-ID | Y7-51136 | 51136 | Mounting frame profile, vertical / center, L=2075mm | EDB | xEnergy Basic | 111.4 | 5
| WSM18-ID | Y7-53509 | 53509 | Mounting frame profile, vertical / center, L=2200mm | EDB | xEnergy Basic | 115.2 | 5
| WSM19-ID | Y7-55882 | 55882 | Mounting frame profile, vertical / center, L=2325mm | EDB | xEnergy Basic | 119.9 | 5
| WSM20-ID | Y7-58255 | 58255 | Mounting frame profile, vertical / center, L=2450mm | EDB | xEnergy Basic | 123.1 | 5
| WSM21-ID | Y7-60628 | 60628 | Mounting frame profile, vertical / center, L=2575mm | EDB | xEnergy Basic | 127.9 | 5
| WSM22-ID | Y7-63001 | 63001 | Mounting frame profile, vertical / center, L=2700mm | EDB | xEnergy Basic | 133.8 | 5
| WSM23-ID | Y7-65374 | 65374 | Mounting frame profile, vertical / center, L=2825mm | EDB | xEnergy Basic | 152.5 | 5
| WW12-ID | Y7-70120 | 70120 | Mounting frame profile, horizontal, L=1400mm | EDB | xEnergy Basic | 85.2 | 1
| WW2-ID | Y7-41643 | 41643 | Mounting frame profile, horizontal, L=150mm | EDB | xEnergy Basic | 20.96 | 5
| WW3-ID | Y7-44016 | 44016 | Mounting frame profile, horizontal, L=275mm | EDB | xEnergy Basic | 23.92 | 5
| WW4-ID | Y7-46389 | 46389 | Mounting frame profile, horizontal, L=400mm | EDB | xEnergy Basic | 31.8 | 5
| WW5-ID | Y7-48762 | 48762 | Mounting frame profile, horizontal, L=525mm | EDB | xEnergy Basic | 38.55 | 5
| WW6A-ID | Y7-67747 | 67747 | Mounting frame profile, horizontal, L=675mm | EDB | xEnergy Basic | 43.33 | 1
| WW6-ID | Y7-51135 | 51135 | Mounting frame profile, horizontal, L=650mm | EDB | xEnergy Basic | 42.62 | 1
| WW7-ID | Y7-53508 | 53508 | Mounting frame profile, horizontal, L=775mm | EDB | xEnergy Basic | 46.43 | 5
| WW8-ID | Y7-55881 | 55881 | Mounting frame profile, horizontal, L=900mm | EDB | xEnergy Basic | 58.1 | 1
| WW9-ID | Y7-58254 | 58254 | Mounting frame profile, horizontal, L=1025mm | EDB | xEnergy Basic | 62.9 | 1
| XAB4 | Y7-283482 | 283482 | Document pocket, DIN A4 | EDB | xEnergy Main | 7.94 | 1
| XAC | Y7-283483 | 283483 | Assembly kit section/section, IP31 | EDB | xEnergy Main | 7.82 | 1
| XAC55 | Y7-284793 | 284793 | Section connection kit, IP55 | EDB | xEnergy Main | 50.1 | 1
| XACACLIP | Y7-166691 | 166691 | Cable clip, cable entry clip | EDB | xEnergy Main | 1.39 | 100
| XACB | Y7-134484 | 134484 | Section connection angle, top | EDB | xEnergy Main | 41.67 | 1
| XACC | Y7-126859 | 126859 | Section connection clip | EDB | xEnergy Main | 36.32 | 1
| XACG800 | Y7-171667 | 171667 | Contact Grease 800g Cartridge | EDB | xEnergy Main | 2241 | 1
| XACP1K100 | Y7-167566 | 167566 | Heatsink, 1K/W, D=100mm | EDB | xEnergy Main | 88.5 | 6
| XACP1K125 | Y7-500776 | 500776 |  | EDB | xEnergy Main | 97.3 | 1
| XACX | Y7-182911 | 182911 | Section connection screw kit, galvanized, M8 | EDB | xEnergy Main | 73.4 | 1
| XACX55 | Y7-182912 | 182912 | Section connection screw kit, galvanized, M8, IP55 | EDB | xEnergy Main | 101 | 1
| XAD0404-SOND-RAL* | Y7-122076 | 122076 | Rain protection roof, IP31, for WxD=425x400mm, special color | EDB | xEnergy Main | 180.7 | 1
| XAD0405-SOND-RAL* | Y7-143422 | 143422 | Rain protection roof, IP31, for WxD=425x500mm, special color | EDB | xEnergy Main | 207.7 | 1
| XAD0406 | Y7-283485 | 283485 | Rain protection roof, IP31, for WxD=425x600mm, grey | EDB | xEnergy Main | 99.2 | 1
| XAD0406-SOND-RAL* | Y7-122077 | 122077 | Rain protection roof, IP31, for WxD=425x600mm, special color | EDB | xEnergy Main | 191.8 | 1
| XAD0408 | Y7-283486 | 283486 | Rain protection roof, IP31, for WxD=425x800mm, grey | EDB | xEnergy Main | 189.6 | 1
| XAD0408-SOND-RAL* | Y7-122078 | 122078 | Rain protection roof, IP31, for WxD=425x800mm, special color | EDB | xEnergy Main | 240.5 | 1
| XAD0604-SOND-RAL* | Y7-122079 | 122079 | Rain protection roof, IP31, for WxD=600x400mm, special color | EDB | xEnergy Main | 208.4 | 1
| XAD0605-SOND-RAL* | Y7-143423 | 143423 | Rain protection roof, IP31, for WxD=600x500mm, special color | EDB | xEnergy Main | 196.5 | 1
| XAD0606 | Y7-283488 | 283488 | Rain protection roof, IP31, for WxD=600x600mm, grey | EDB | xEnergy Main | 128 | 1
| XAD0606-SOND-RAL* | Y7-122080 | 122080 | Rain protection roof, IP31, for WxD=600x600mm, special color | EDB | xEnergy Main | 239.7 | 1
| XAD0608 | Y7-283489 | 283489 | Rain protection roof, IP31, for WxD=600x800mm, grey | EDB | xEnergy Main | 163.8 | 1
| XAD0608-SOND-RAL* | Y7-122081 | 122081 | Rain protection roof, IP31, for WxD=600x800mm, special color | EDB | xEnergy Main | 207.9 | 1
| XAD0804-SOND-RAL* | Y7-122082 | 122082 | Rain protection roof, IP31, for WxD=800x400mm, special color | EDB | xEnergy Main | 215.7 | 1
| XAD0805-SOND-RAL* | Y7-143424 | 143424 | Rain protection roof, IP31, for WxD=800x500mm, special color | EDB | xEnergy Main | 248 | 1
| XAD0806 | Y7-283811 | 283811 | Rain protection roof, IP31, for WxD=800x600mm, grey | EDB | xEnergy Main | 161.7 | 1
| XAD0806-SOND-RAL* | Y7-122083 | 122083 | Rain protection roof, IP31, for WxD=800x600mm, special color | EDB | xEnergy Main | 205.1 | 1
| XAD0808 | Y7-283812 | 283812 | Rain protection roof, IP31, for WxD=800x800mm, grey | EDB | xEnergy Main | 213.5 | 1
| XAD0808-SOND-RAL* | Y7-122084 | 122084 | Rain protection roof, IP31, for WxD=800x800mm, special color | EDB | xEnergy Main | 270.8 | 1
| XAD08504-SOND-RAL* | Y7-143425 | 143425 | Rain protection roof, IP31, for WxD=850x400mm, special color | EDB | xEnergy Main | 217.7 | 1
| XAD08505-SOND-RAL* | Y7-143426 | 143426 | Rain protection roof, IP31, for WxD=850x500mm, special color | EDB | xEnergy Main | 246 | 1
| XAD08506-SOND-RAL* | Y7-143427 | 143427 | Rain protection roof, IP31, for WxD=850x600mm, special color | EDB | xEnergy Main | 309.5 | 1
| XAD08508-SOND-RAL* | Y7-143428 | 143428 | Rain protection roof, IP31, for WxD=850x800mm, special color | EDB | xEnergy Main | 367.8 | 1
| XAD1004-SOND-RAL* | Y7-122085 | 122085 | Rain protection roof, IP31, for WxD=1000x400mm, special color | EDB | xEnergy Main | 243.6 | 1
| XAD1005-SOND-RAL* | Y7-143429 | 143429 | Rain protection roof, IP31, for WxD=1000x500mm, special color | EDB | xEnergy Main | 285.5 | 1
| XAD1006 | Y7-283814 | 283814 | Rain protection roof, IP31, for WxD=1000x600mm, grey | EDB | xEnergy Main | 193.6 | 1
| XAD1006-SOND-RAL* | Y7-122086 | 122086 | Rain protection roof, IP31, for WxD=1000x600mm, special color | EDB | xEnergy Main | 245.7 | 1
| XAD1008 | Y7-283815 | 283815 | Rain protection roof, IP31, for WxD=1000x800mm, grey | EDB | xEnergy Main | 260.9 | 1
| XAD1008-SOND-RAL* | Y7-122087 | 122087 | Rain protection roof, IP31, for WxD=1000x800mm, special color | EDB | xEnergy Main | 331 | 1
| XAD1104-SOND-RAL* | Y7-143430 | 143430 | Rain protection roof, IP31, for WxD=1100x400mm, special color | EDB | xEnergy Main | 261 | 1
| XAD1105-SOND-RAL* | Y7-143431 | 143431 | Rain protection roof, IP31, for WxD=1100x500mm, special color | EDB | xEnergy Main | 303.7 | 1
| XAD1106 | Y7-143296 | 143296 | Rain protection roof, IP31, for WxD=1100x600mm, grey | EDB | xEnergy Main | 300.4 | 1
| XAD1106-SOND-RAL* | Y7-143432 | 143432 | Rain protection roof, IP31, for WxD=1100x600mm, special color | EDB | xEnergy Main | 381.2 | 1
| XAD1108 | Y7-133010 | 133010 | Rain protection roof, IP31, for WxD=1100x800mm, grey | EDB | xEnergy Main | 373.3 | 1
| XAD1108-SOND-RAL* | Y7-133058 | 133058 | Rain protection roof, IP31, for WxD=1100x800mm, special color | EDB | xEnergy Main | 473.7 | 1
| XAD1204-SOND-RAL* | Y7-143433 | 143433 | Rain protection roof, IP31, for WxD=1200x400mm, special color | EDB | xEnergy Main | 305.7 | 1
| XAD1205-SOND-RAL* | Y7-143434 | 143434 | Rain protection roof, IP31, for WxD=1200x500mm, special color | EDB | xEnergy Main | 333.4 | 1
| XAD1206 | Y7-283816 | 283816 | Rain protection roof, IP31, for WxD=1200x600mm, grey | EDB | xEnergy Main | 223.6 | 1
| XAD1206-SOND-RAL* | Y7-122088 | 122088 | Rain protection roof, IP31, for WxD=1200x600mm, special color | EDB | xEnergy Main | 283.7 | 1
| XAD1208 | Y7-283817 | 283817 | Rain protection roof, IP31, for WxD=1200x800mm, grey | EDB | xEnergy Main | 381.4 | 1
| XAD1208-SOND-RAL* | Y7-122089 | 122089 | Rain protection roof, IP31, for WxD=1200x800mm, special color | EDB | xEnergy Main | 484.1 | 1
| XAD13504-SOND-RAL* | Y7-143435 | 143435 | Rain protection roof, IP31, for WxD=1350x400mm, special color | EDB | xEnergy Main | 347.3 | 1
| XAD13505-SOND-RAL* | Y7-143436 | 143436 | Rain protection roof, IP31, for WxD=1350x500mm, special color | EDB | xEnergy Main | 375.1 | 1
| XAD13506 | Y7-143301 | 143301 | Rain protection roof, IP31, for WxD=1350x600mm, grey | EDB | xEnergy Main | 338.7 | 1
| XAD13506-SOND-RAL* | Y7-143437 | 143437 | Rain protection roof, IP31, for WxD=1350x600mm, special color | EDB | xEnergy Main | 429.8 | 1
| XAD13508 | Y7-133011 | 133011 | Rain protection roof, IP31, for WxD=1350x800mm, grey | EDB | xEnergy Main | 432.9 | 1
| XAD13508-SOND-RAL* | Y7-133059 | 133059 | Rain protection roof, IP31, for WxD=1350x800mm, special color | EDB | xEnergy Main | 549 | 1
| XAD3-0406-T | Y7-187671 | 187671 | Top panel busbar trunking, WxD=425x600mm, IP32 | EDB | xEnergy Main | 291.3 | 1
| XAD3-0408-T | Y7-187675 | 187675 | Top panel busbar trunking, WxD=425x800mm, IP32 | EDB | xEnergy Main | 361.4 | 1
| XAD3-0606-T | Y7-187672 | 187672 | Top panel busbar trunking, WxD=600x600mm, IP32 | EDB | xEnergy Main | 377.7 | 1
| XAD3-0608-T | Y7-187676 | 187676 | Top panel busbar trunking, WxD=600x800mm, IP32 | EDB | xEnergy Main | 469.3 | 1
| XAD3-0806-T | Y7-187673 | 187673 | Top panel busbar trunking, WxD=800x600mm, IP32 | EDB | xEnergy Main | 463.1 | 1
| XAD3-0808-T | Y7-187677 | 187677 | Top panel busbar trunking, WxD=800x800mm, IP32 | EDB | xEnergy Main | 586 | 1
| XAD3-1006-T | Y7-187674 | 187674 | Top panel busbar trunking, WxD=1000x600mm, IP32 | EDB | xEnergy Main | 610 | 1
| XAD3-1008-T | Y7-187678 | 187678 | Top panel busbar trunking, WxD=1000x800mm, IP32 | EDB | xEnergy Main | 757 | 1
| XAD3-1108-T | Y7-187679 | 187679 | Top panel busbar trunking, WxD=1100x800mm, IP32 | EDB | xEnergy Main | 822 | 1
| XAD3-1208-T | Y7-187680 | 187680 | Top panel busbar trunking, WxD=1200x800mm, IP32 | EDB | xEnergy Main | 869 | 1
| XAD3-13508-T | Y7-187681 | 187681 | Top panel busbar trunking, WxD=1350x800mm, IP32 | EDB | xEnergy Main | 965 | 1
| XAD4-0406-T | Y7-187682 | 187682 | Top panel busbar trunking, WxD=425x600mm, IP43 | EDB | xEnergy Main | 420.8 | 1
| XAD4-0408-T | Y7-187686 | 187686 | Top panel busbar trunking, WxD=425x800mm, IP43 | EDB | xEnergy Main | 507 | 1
| XAD4-0606-T | Y7-187683 | 187683 | Top panel busbar trunking, WxD=600x600mm, IP43 | EDB | xEnergy Main | 513 | 1
| XAD4-0608-T | Y7-187687 | 187687 | Top panel busbar trunking, WxD=600x800mm, IP43 | EDB | xEnergy Main | 624 | 1
| XAD4-0806-T | Y7-187684 | 187684 | Top panel busbar trunking, WxD=800x600mm, IP43 | EDB | xEnergy Main | 614 | 1
| XAD4-0808-T | Y7-187688 | 187688 | Top panel busbar trunking, WxD=800x800mm, IP43 | EDB | xEnergy Main | 748 | 1
| XAD4-1006-T | Y7-187685 | 187685 | Top panel busbar trunking, WxD=1000x600mm, IP43 | EDB | xEnergy Main | 761 | 1
| XAD4-1008-T | Y7-187689 | 187689 | Top panel busbar trunking, WxD=1000x800mm, IP43 | EDB | xEnergy Main | 929 | 1
| XAD4-1108-T | Y7-187690 | 187690 | Top panel busbar trunking, WxD=1100x800mm, IP43 | EDB | xEnergy Main | 1008 | 1
| XAD4-1208-T | Y7-187691 | 187691 | Top panel busbar trunking, WxD=1200x800mm, IP43 | EDB | xEnergy Main | 1068 | 1
| XAD4-13508-T | Y7-187692 | 187692 | Top panel busbar trunking, WxD=1350x800mm, IP43 | EDB | xEnergy Main | 1165 | 1
| XAD5-0406-T | Y7-187693 | 187693 | Top panel busbar trunking, WxD=425x600mm, IP56 | EDB | xEnergy Main | 254.5 | 1
| XAD5-0408-T | Y7-187697 | 187697 | Top panel busbar trunking, WxD=425x800mm, IP56 | EDB | xEnergy Main | 313.8 | 1
| XAD5-0606-T | Y7-187694 | 187694 | Top panel busbar trunking, WxD=600x600mm, IP56 | EDB | xEnergy Main | 333.7 | 1
| XAD5-0608-T | Y7-187698 | 187698 | Top panel busbar trunking, WxD=600x800mm, IP56 | EDB | xEnergy Main | 408.5 | 1
| XAD5-0806-T | Y7-187695 | 187695 | Top panel busbar trunking, WxD=800x600mm, IP56 | EDB | xEnergy Main | 403.9 | 1
| XAD5-0808-T | Y7-187699 | 187699 | Top panel busbar trunking, WxD=800x800mm, IP56 | EDB | xEnergy Main | 529 | 1
| XAD5-1006-T | Y7-187696 | 187696 | Top panel busbar trunking, WxD=1000x600mm, IP56 | EDB | xEnergy Main | 538 | 1
| XAD5-1008-T | Y7-187700 | 187700 | Top panel busbar trunking, WxD=1000x800mm, IP56 | EDB | xEnergy Main | 690 | 1
| XAD5-1108-T | Y7-187701 | 187701 | Top panel busbar trunking, WxD=1100x800mm, IP56 | EDB | xEnergy Main | 748 | 1
| XAD5-1208-T | Y7-187702 | 187702 | Top panel busbar trunking, WxD=1200x800mm, IP56 | EDB | xEnergy Main | 801 | 1
| XAD5-13508-T | Y7-187703 | 187703 | Top panel busbar trunking, WxD=13500x800mm, IP56 | EDB | xEnergy Main | 884 | 1
| XADB04 | Y7-284710 | 284710 | Cable duct support, W=425mm | EDB | xEnergy Main | 10.13 | 1
| XADB06 | Y7-284711 | 284711 | Cable duct support, W=600mm | EDB | xEnergy Main | 14.85 | 1
| XADB06E | Y7-166745 | 166745 | Support angle for dropper busbar lower bracket, W=600mm | EDB | xEnergy Main | 18.49 | 1
| XADB08E | Y7-192697 | 192697 | Fixing bracket, V-Busbar support, strong | EDB | xEnergy Main | 57.2 | 1
| XADBB01 | Y7-500799 | 500799 |  | EDB | xEnergy Main | 27.78 | 1
| XADBB02 | Y7-500800 | 500800 |  | EDB | xEnergy Main | 27.55 | 1
| XAD-SPL-0806/200 | Y7-192869 | 192869 | Roof plate divided ventilated/ cable B800 T600 C200 | EDB | xEnergy Main | 298.1 | 1
| XAD-SPL-0808/200 | Y7-192870 | 192870 | Top plate Ventil + open W800 D800 C200 | EDB | xEnergy Main | 389.1 | 1
| XAD-SPL-1006/200 | Y7-192873 | 192873 | Top plate Ventil + open W1000 D600 C200 | EDB | xEnergy Main | 315.7 | 1
| XAD-SPL-1006/400 | Y7-192871 | 192871 | Roof plate divided ventilated/ cable B1000 T600 C400 | EDB | xEnergy Main | 403.3 | 1
| XAD-SPL-1008/200 | Y7-192874 | 192874 | Top plate Ventil + open W1000 D800 C200 | EDB | xEnergy Main | 407.6 | 1
| XAD-SPL-1008/400 | Y7-192872 | 192872 | Top plate Ventil + open W1000 D800 C400 | EDB | xEnergy Main | 541 | 1
| XAD-SPL-1206/400 | Y7-192877 | 192877 | Top plate Ventil + open W1200 D600 C400 | EDB | xEnergy Main | 421.9 | 1
| XAD-SPL-1206/600 | Y7-192875 | 192875 | Top plate Ventil + open W1200 D600 C600 | EDB | xEnergy Main | 462.1 | 1
| XAD-SPL-1208/400 | Y7-192878 | 192878 | Top plate Ventil + open W1200 D800 C400 | EDB | xEnergy Main | 565 | 1
| XAD-SPL-1208/600 | Y7-192876 | 192876 | Roof plate divided ventilated/ cable B1200 T800 C600 | EDB | xEnergy Main | 629 | 1
| XAFL7035 | Y7-101402 | 101402 | Paint stick, RAL7035 | EDB | xEnergy Main | 24.45 | 1
| XAGD06 | Y7-116459 | 116459 | Door stiffening, H=600mm, grey | EDB | xEnergy Main | 46.49 | 1
| XAGD06-SOND-RAL* | Y7-122623 | 122623 | Door profile, H=600mm, special color | EDB | xEnergy Main | 58.9 | 1
| XAH180 | Y7-284713 | 284713 | Hinge, 180 degree | EDB | xEnergy Main | 52.9 | 1
| XAH180L | Y7-284792 | 284792 | Hinge, 180 degree, hinge left | EDB | xEnergy Main | 55.7 | 1
| XAH-BACK | Y7-195600 | 195600 | Locking points for rear door | EDB | xEnergy Main | 66.1 | 1
| XAK | Y7-283818 | 283818 | Edge protection for cable entries L=2.0m | EDB | xEnergy Main | 13.94 | 1
| XAK16 | Y7-172203 | 172203 | Edge protective strip, for steel sheet thickness up to max. 1.6mm, unit=10m | EDB | xEnergy Main | 23.84 | 1
| XAKF | Y7-191050 | 191050 | Cable duct fixing element univerals applicable | EDB | xEnergy Main | 29.64 | 1
| XAKR | Y7-191051 | 191051 | Mounting rail for cable duct 2m | EDB | xEnergy Main | 44.23 | 1
| XALA-KABA | Y7-110087 | 110087 | Adapter set profile, half cylinder KABA | EDB | xEnergy Main | 98.2 | 1
| XALARC | Y7-501296 | 501296 |  | EDB | xEnergy Main | 44.45 | 1
| XALKP-3MM-N | Y7-187342 | 187342 | Key plate with Eaton logo | EDB | xEnergy Main | 16.67 | 1
| XALKP-3MM-TWKB | Y7-168933 | 168933 | Key plate, for 3 mm double ward key | EDB | xEnergy Main | 22.23 | 1
| XALP-N | Y7-187343 | 187343 | Lock mechanism, rotary lever | EDB | xEnergy Main | 28.41 | 1
| XALP-OLD | Y7-189596 | 189596 | Roller lever lock mechanism | EDB | xEnergy Main | 51.5 | 1
| XAMRDB-IP2X | Y7-184839 | 184839 | Accessories for IP2X | EDB | xEnergy Main | 5.98 | 1
| XAN3CS3P | Y7-177114 | 177114 | Comb for finger protection, NZM3, 3p | EDB | xEnergy Main | 74.8 | 1
| XAN3CS4P | Y7-177115 | 177115 | Comb for finger protection, NZM3, 4p | EDB | xEnergy Main | 88.8 | 1
| XAN4CS3P | Y7-177116 | 177116 | Comb for finger protection, NZM4, 3p | EDB | xEnergy Main | 93.5 | 1
| XAN4CS4P | Y7-177117 | 177117 | Comb for finger protection, NZM4, 4p | EDB | xEnergy Main | 104 | 1
| XAP0101AF | Y7-289950 | 289950 | Plinth, HxW=100x75mm, grey | EDB | xEnergy Main | 55.7 | 1
| XAP0101AF-SOND-RAL* | Y7-122391 | 122391 | Plinth, HxW=100x75mm, special color | EDB | xEnergy Main | 64 | 1
| XAP010202-SOND-RAL* | Y7-500790 | 500790 |  | EDB | xEnergy Main | 21.86 | 1
| XAP010303 | Y7-193082 | 193082 | Plinth, HxWxD=100x300x300mm, grey | EDB | xEnergy Main | 144.2 | 1
| XAP010304 | Y7-193083 | 193083 | Plinth, HxWxD=100x300x425mm, grey | EDB | xEnergy Main | 152 | 1
| XAP010306 | Y7-193084 | 193084 | Plinth, HxWxD=100x300x600mm, grey | EDB | xEnergy Main | 185.4 | 1
| XAP010310 | Y7-500788 | 500788 |  | EDB | xEnergy Main | 202.7 | 1
| XAP010404-SOND-RAL* | Y7-122090 | 122090 | Plinth, HxWxD=100x425x400mm, special color | EDB | xEnergy Main | 175.8 | 1
| XAP010406 | Y7-283823 | 283823 | Plinth, HxWxD=100x425x600mm, grey | EDB | xEnergy Main | 132.7 | 1
| XAP010406-SOND-RAL* | Y7-122091 | 122091 | Plinth, HxWxD=100x425x600mm, special color | EDB | xEnergy Main | 180.1 | 1
| XAP010408 | Y7-283824 | 283824 | Plinth, HxWxD=100x425x800mm, grey | EDB | xEnergy Main | 142.7 | 1
| XAP010408-SOND-RAL* | Y7-122092 | 122092 | Plinth, HxWxD=100x425x800mm, special color | EDB | xEnergy Main | 181.2 | 1
| XAP010410 | Y7-150496 | 150496 | Plinth, HxWxD=100x425x1000mm, grey | EDB | xEnergy Main | 203.1 | 1
| XAP010604-SOND-RAL* | Y7-122093 | 122093 | Plinth, HxWxD=100x600x400mm, special color | EDB | xEnergy Main | 175.8 | 1
| XAP010606 | Y7-283826 | 283826 | Plinth, HxWxD=100x600x600mm, grey | EDB | xEnergy Main | 144.6 | 1
| XAP010606C | Y7-288868 | 288868 | Plinth, corner section, HxWxD=100x650x650mm, grey | EDB | xEnergy Main | 147.1 | 1
| XAP010606C-SOND-RAL* | Y7-122381 | 122381 | Plinth, corner section, HxWxD=100x650x650mm, special color | EDB | xEnergy Main | 186.7 | 1
| XAP010606-SOND-RAL* | Y7-122094 | 122094 | Plinth, HxWxD=100x600x600mm, special color | EDB | xEnergy Main | 196.3 | 1
| XAP010608 | Y7-283827 | 283827 | Plinth, HxWxD=100x600x800mm, grey | EDB | xEnergy Main | 154.4 | 1
| XAP010608-SOND-RAL* | Y7-122095 | 122095 | Plinth, HxWxD=100x600x800mm, special color | EDB | xEnergy Main | 196.1 | 1
| XAP010610 | Y7-150497 | 150497 | Plinth, HxWxD=100x600x1000mm, grey | EDB | xEnergy Main | 213.8 | 1
| XAP0106XX_BULK_372911210 | Y7-180027 | 180027 | Plinth, HxW=100x600mm | EDB | xEnergy Main | 14.24 | 1
| XAP010804-SOND-RAL* | Y7-122096 | 122096 | Plinth, HxWxD=100x800x400mm, special color | EDB | xEnergy Main | 181.9 | 1
| XAP010806 | Y7-283829 | 283829 | Plinth, HxWxD=100x800x600mm, grey | EDB | xEnergy Main | 155.7 | 1
| XAP010806-SOND-RAL* | Y7-122097 | 122097 | Plinth, HxWxD=100x800x600mm, special color | EDB | xEnergy Main | 211.3 | 1
| XAP010808 | Y7-283830 | 283830 | Plinth, HxWxD=100x800x800mm, grey | EDB | xEnergy Main | 165 | 1
| XAP010808C | Y7-288869 | 288869 | Plinth, corner section, HxWxD=100x850x850mm, grey | EDB | xEnergy Main | 236.5 | 1
| XAP010808C-SOND-RAL* | Y7-122382 | 122382 | Plinth, corner section, HxWxD=100x850x850mm, special color | EDB | xEnergy Main | 300.2 | 1
| XAP010808-SOND-RAL* | Y7-122098 | 122098 | Plinth, HxWxD=100x800x800mm, special color | EDB | xEnergy Main | 209.5 | 1
| XAP010810 | Y7-150498 | 150498 | Plinth, HxWxD=100x800x1000mm, grey | EDB | xEnergy Main | 228 | 1
| XAP0108503-SOND-RAL* | Y7-143438 | 143438 | Plinth, HxWxD=100x850x300mm, special color | EDB | xEnergy Main | 225.4 | 1
| XAP0108504-SOND-RAL* | Y7-143439 | 143439 | Plinth, HxWxD=100x850x400mm, special color | EDB | xEnergy Main | 235.2 | 1
| XAP0108505-SOND-RAL* | Y7-143440 | 143440 | Plinth, HxWxD=100x850x500mm, special color | EDB | xEnergy Main | 246 | 1
| XAP0108506-SOND-RAL* | Y7-143441 | 143441 | Plinth, HxWxD=100x850x600mm, special color | EDB | xEnergy Main | 272.9 | 1
| XAP0108508-SOND-RAL* | Y7-143442 | 143442 | Plinth, HxWxD=100x850x800mm, special color | EDB | xEnergy Main | 281 | 1
| XAP0108510 | Y7-150499 | 150499 | Plinth, HxWxD=100x850x1000mm, grey | EDB | xEnergy Main | 232.7 | 1
| XAP0108XX_BULK_372911211 | Y7-180028 | 180028 | Plinth, HxW=100x800mm | EDB | xEnergy Main | 19.45 | 1
| XAP011004-SOND-RAL* | Y7-122099 | 122099 | Plinth, HxWxD=100x1000x400mm, special color | EDB | xEnergy Main | 196.2 | 1
| XAP011006 | Y7-283832 | 283832 | Plinth, HxWxD=100x1000x600mm, grey | EDB | xEnergy Main | 165.7 | 1
| XAP011006-SOND-RAL* | Y7-122100 | 122100 | Plinth, HxWxD=100x1000x600mm, special color | EDB | xEnergy Main | 225 | 1
| XAP011008 | Y7-283833 | 283833 | Plinth, HxWxD=100x1000x800mm, grey | EDB | xEnergy Main | 175.1 | 1
| XAP011008-SOND-RAL* | Y7-122101 | 122101 | Plinth, HxWxD=100x1000x800mm, special color | EDB | xEnergy Main | 222.2 | 1
| XAP011010 | Y7-150500 | 150500 | Plinth, HxWxD=100x1000x1000mm, grey | EDB | xEnergy Main | 244.4 | 1
| XAP011010C | Y7-150512 | 150512 | Plinth, corner section, HxWxD=100x1050x1050mm, grey | EDB | xEnergy Main | 279.2 | 1
| XAP0110XX_BULK_372911213 | Y7-180029 | 180029 | Plinth, HxW=100x1000mm | EDB | xEnergy Main | 24.16 | 1
| XAP011103-SOND-RAL* | Y7-143443 | 143443 | Plinth, HxWxD=100x1100x300mm, special color | EDB | xEnergy Main | 253.4 | 1
| XAP011104-SOND-RAL* | Y7-143444 | 143444 | Plinth, HxWxD=100x1100x400mm, special color | EDB | xEnergy Main | 263.2 | 1
| XAP011105-SOND-RAL* | Y7-143445 | 143445 | Plinth, HxWxD=100x1100x500mm, special color | EDB | xEnergy Main | 274 | 1
| XAP011106 | Y7-143310 | 143310 | Plinth, HxWxD=100x1100x600mm, grey | EDB | xEnergy Main | 223.1 | 1
| XAP011106-SOND-RAL* | Y7-143446 | 143446 | Plinth, HxWxD=100x1100x600mm, special color | EDB | xEnergy Main | 283.1 | 1
| XAP011108 | Y7-133012 | 133012 | Plinth, HxWxD=100x1100x800mm, grey | EDB | xEnergy Main | 243.6 | 1
| XAP011108-SOND-RAL* | Y7-133060 | 133060 | Plinth, HxWxD=100x1100x800mm, special color | EDB | xEnergy Main | 309.2 | 1
| XAP011110 | Y7-150501 | 150501 | Plinth, HxWxD=100x1100x1000mm, grey | EDB | xEnergy Main | 254.3 | 1
| XAP011206 | Y7-283834 | 283834 | Plinth, HxWxD=100x1200x600mm, grey | EDB | xEnergy Main | 176 | 1
| XAP011206-SOND-RAL* | Y7-122102 | 122102 | Plinth, HxWxD=100x1200x600mm, special color | EDB | xEnergy Main | 238.9 | 1
| XAP011208 | Y7-283835 | 283835 | Plinth, HxWxD=100x1200x800mm, grey | EDB | xEnergy Main | 256.2 | 1
| XAP011208-SOND-RAL* | Y7-122103 | 122103 | Plinth, HxWxD=100x1200x800mm, special color | EDB | xEnergy Main | 325.2 | 1
| XAP011210 | Y7-150502 | 150502 | Plinth, HxWxD=100x1200x1000mm, grey | EDB | xEnergy Main | 266.9 | 1
| XAP0113503-SOND-RAL* | Y7-143447 | 143447 | Plinth, HxWxD=100x1350x300mm, special color | EDB | xEnergy Main | 268.3 | 1
| XAP0113504-SOND-RAL* | Y7-143448 | 143448 | Plinth, HxWxD=100x1350x400mm, special color | EDB | xEnergy Main | 278.1 | 1
| XAP0113505-SOND-RAL* | Y7-143449 | 143449 | Plinth, HxWxD=100x1350x500mm, special color | EDB | xEnergy Main | 288.9 | 1
| XAP0113506 | Y7-143314 | 143314 | Plinth, HxWxD=100x1350x600mm, grey | EDB | xEnergy Main | 234.8 | 1
| XAP0113506-SOND-RAL* | Y7-143450 | 143450 | Plinth, HxWxD=100x1350x600mm, special color | EDB | xEnergy Main | 298 | 1
| XAP0113508 | Y7-133013 | 133013 | Plinth, HxWxD=100x1350x800mm, grey | EDB | xEnergy Main | 255.4 | 1
| XAP0113508-SOND-RAL* | Y7-133061 | 133061 | Plinth, HxWxD=100x1350x800mm, special color | EDB | xEnergy Main | 324 | 1
| XAP0113510 | Y7-150503 | 150503 | Plinth, HxWxD=100x1350x1000mm, grey | EDB | xEnergy Main | 266.1 | 1
| XAP01AF150 | Y7-150491 | 150491 | Plinth, HxW=100x150mm, grey | EDB | xEnergy Main | 35.98 | 1
| XAP01XX06_BULK_372911202 | Y7-180025 | 180025 | Plinth, HxW=100x600mm | EDB | xEnergy Main | 12.7 | 1
| XAP01XX08_BULK_372911203 | Y7-180026 | 180026 | Plinth, HxW=100x800mm | EDB | xEnergy Main | 17.41 | 1
| XAP01XXXX_CORNER_BULK_372911813 | Y7-180030 | 180030 | Plinth, corner section, H=100mm | EDB | xEnergy Main | 19.32 | 1
| XAP0201AF | Y7-289951 | 289951 | Plinth, HxW=200x75mm, grey | EDB | xEnergy Main | 61.2 | 1
| XAP0201AF-SOND-RAL* | Y7-122392 | 122392 | Plinth, HxW=200x75mm, special color | EDB | xEnergy Main | 70.9 | 1
| XAP020202-SOND-RAL* | Y7-500791 | 500791 |  | EDB | xEnergy Main | 22.23 | 1
| XAP020303 | Y7-193085 | 193085 | Plinth, HxWxD=200x300x300mm, grey | EDB | xEnergy Main | 189.3 | 1
| XAP020304 | Y7-193086 | 193086 | Plinth, HxWxD=200x300x425mm, grey | EDB | xEnergy Main | 193.6 | 1
| XAP020306 | Y7-193087 | 193087 | Plinth, HxWxD=200x300x600mm, grey | EDB | xEnergy Main | 247.6 | 1
| XAP020310 | Y7-500789 | 500789 |  | EDB | xEnergy Main | 260.4 | 1
| XAP020404-SOND-RAL* | Y7-122104 | 122104 | Plinth, HxWxD=200x425x400mm, special color | EDB | xEnergy Main | 214.4 | 1
| XAP020406 | Y7-283837 | 283837 | Plinth, HxWxD=200x425x600mm, grey | EDB | xEnergy Main | 187.7 | 1
| XAP020406-SOND-RAL* | Y7-122105 | 122105 | Plinth, HxWxD=200x425x600mm, special color | EDB | xEnergy Main | 238.2 | 1
| XAP020408 | Y7-283838 | 283838 | Plinth, HxWxD=200x425x800mm, grey | EDB | xEnergy Main | 265.4 | 1
| XAP020408-SOND-RAL* | Y7-122106 | 122106 | Plinth, HxWxD=200x425x800mm, special color | EDB | xEnergy Main | 336.8 | 1
| XAP020410 | Y7-150504 | 150504 | Plinth, HxWxD=200x425x1000mm, grey | EDB | xEnergy Main | 292 | 1
| XAP020604-SOND-RAL* | Y7-122107 | 122107 | Plinth, HxWxD=200x600x400mm, special color | EDB | xEnergy Main | 235.5 | 1
| XAP020606 | Y7-283840 | 283840 | Plinth, HxWxD=200x600x600mm, grey | EDB | xEnergy Main | 203.1 | 1
| XAP020606C | Y7-288890 | 288890 | Plinth, corner section, HxWxD=200x650x650mm, grey | EDB | xEnergy Main | 285.9 | 1
| XAP020606C-SOND-RAL* | Y7-122383 | 122383 | Plinth, corner section, HxWxD=200x650x650mm, special color | EDB | xEnergy Main | 362.8 | 1
| XAP020606-SOND-RAL* | Y7-122108 | 122108 | Plinth, HxWxD=200x600x600mm, special color | EDB | xEnergy Main | 257.6 | 1
| XAP020608 | Y7-283841 | 283841 | Plinth, HxWxD=200x600x800mm, grey | EDB | xEnergy Main | 239.7 | 1
| XAP020608-SOND-RAL* | Y7-122109 | 122109 | Plinth, HxWxD=200x600x800mm, special color | EDB | xEnergy Main | 284.3 | 1
| XAP020610 | Y7-150505 | 150505 | Plinth, HxWxD=200x600x1000mm, grey | EDB | xEnergy Main | 304.8 | 1
| XAP020804-SOND-RAL* | Y7-122110 | 122110 | Plinth, HxWxD=200x800x400mm, special color | EDB | xEnergy Main | 266.1 | 1
| XAP020806 | Y7-283843 | 283843 | Plinth, HxWxD=200x800x600mm, grey | EDB | xEnergy Main | 227.8 | 1
| XAP020806-SOND-RAL* | Y7-122111 | 122111 | Plinth, HxWxD=200x800x600mm, special color | EDB | xEnergy Main | 289 | 1
| XAP020808 | Y7-283844 | 283844 | Plinth, HxWxD=200x800x800mm, grey | EDB | xEnergy Main | 247.4 | 1
| XAP020808C | Y7-288892 | 288892 | Plinth, corner section, HxWxD=200x850x850mm, grey | EDB | xEnergy Main | 328.9 | 1
| XAP020808C-SOND-RAL* | Y7-122384 | 122384 | Plinth, corner section, HxWxD=200x850x850mm, special color | EDB | xEnergy Main | 417.5 | 1
| XAP020808-SOND-RAL* | Y7-122112 | 122112 | Plinth, HxWxD=200x800x800mm, special color | EDB | xEnergy Main | 313.9 | 1
| XAP020810 | Y7-150506 | 150506 | Plinth, HxWxD=200x800x1000mm, grey | EDB | xEnergy Main | 327.5 | 1
| XAP0208503-SOND-RAL* | Y7-143451 | 143451 | Plinth, HxWxD=200x850x300mm, special color | EDB | xEnergy Main | 330.3 | 1
| XAP0208504-SOND-RAL* | Y7-143452 | 143452 | Plinth, HxWxD=200x850x400mm, special color | EDB | xEnergy Main | 335.8 | 1
| XAP0208505-SOND-RAL* | Y7-143453 | 143453 | Plinth, HxWxD=200x850x500mm, special color | EDB | xEnergy Main | 360.4 | 1
| XAP0208506-SOND-RAL* | Y7-143454 | 143454 | Plinth, HxWxD=200x850x600mm, special color | EDB | xEnergy Main | 374.1 | 1
| XAP0208508-SOND-RAL* | Y7-143455 | 143455 | Plinth, HxWxD=200x850x800mm, special color | EDB | xEnergy Main | 398.2 | 1
| XAP0208510 | Y7-150507 | 150507 | Plinth, HxWxD=200x850x1000mm, grey | EDB | xEnergy Main | 340.2 | 1
| XAP021004-SOND-RAL* | Y7-122113 | 122113 | Plinth, HxWxD=200x1000x400mm, special color | EDB | xEnergy Main | 351.6 | 1
| XAP021006 | Y7-283846 | 283846 | Plinth, HxWxD=200x1000x600mm, grey | EDB | xEnergy Main | 244.8 | 1
| XAP021006-SOND-RAL* | Y7-122114 | 122114 | Plinth, HxWxD=200x1000x600mm, special color | EDB | xEnergy Main | 310.6 | 1
| XAP021008 | Y7-283847 | 283847 | Plinth, HxWxD=200x1000x800mm, grey | EDB | xEnergy Main | 326.2 | 1
| XAP021008-SOND-RAL* | Y7-122115 | 122115 | Plinth, HxWxD=200x1000x800mm, special color | EDB | xEnergy Main | 413.8 | 1
| XAP021010 | Y7-150508 | 150508 | Plinth, HxWxD=200x2000x1000mm, grey | EDB | xEnergy Main | 351.8 | 1
| XAP021010C | Y7-150513 | 150513 | Plinth, corner section, HxWxD=200x1050x1050mm, grey | EDB | xEnergy Main | 371 | 1
| XAP021103-SOND-RAL* | Y7-143456 | 143456 | Plinth, HxWxD=200x1100x300mm, special color | EDB | xEnergy Main | 353.1 | 1
| XAP021104-SOND-RAL* | Y7-143457 | 143457 | Plinth, HxWxD=200x1100x400mm, special color | EDB | xEnergy Main | 358.6 | 1
| XAP021105-SOND-RAL* | Y7-143458 | 143458 | Plinth, HxWxD=200x1100x500mm, special color | EDB | xEnergy Main | 383.3 | 1
| XAP021106 | Y7-143323 | 143323 | Plinth, HxWxD=200x1100x600mm, grey | EDB | xEnergy Main | 312.8 | 1
| XAP021106-SOND-RAL* | Y7-143459 | 143459 | Plinth, HxWxD=200x1100x600mm, special color | EDB | xEnergy Main | 396.9 | 1
| XAP021108 | Y7-133014 | 133014 | Plinth, HxWxD=200x1100x800mm, grey | EDB | xEnergy Main | 331.9 | 1
| XAP021108-SOND-RAL* | Y7-133062 | 133062 | Plinth, HxWxD=200x1100x800mm, special color | EDB | xEnergy Main | 421 | 1
| XAP021110 | Y7-150509 | 150509 | Plinth, HxWxD=200x1100x1000mm, grey | EDB | xEnergy Main | 357.4 | 1
| XAP021206 | Y7-283848 | 283848 | Plinth, HxWxD=200x1200x600mm, grey | EDB | xEnergy Main | 333.2 | 1
| XAP021206-SOND-RAL* | Y7-122116 | 122116 | Plinth, HxWxD=200x1200x600mm, special color | EDB | xEnergy Main | 422.6 | 1
| XAP021208 | Y7-283849 | 283849 | Plinth, HxWxD=200x1200x800mm, grey | EDB | xEnergy Main | 352 | 1
| XAP021208-SOND-RAL* | Y7-122117 | 122117 | Plinth, HxWxD=200x1200x800mm, special color | EDB | xEnergy Main | 446.8 | 1
| XAP021210 | Y7-150510 | 150510 | Plinth, HxWxD=200x1200x1000mm, grey | EDB | xEnergy Main | 377.7 | 1
| XAP0213503-SOND-RAL* | Y7-143460 | 143460 | Plinth, HxWxD=200x1350x300mm, special color | EDB | xEnergy Main | 388.5 | 1
| XAP0213504-SOND-RAL* | Y7-143461 | 143461 | Plinth, HxWxD=200x1350x400mm, special color | EDB | xEnergy Main | 393.9 | 1
| XAP0213505-SOND-RAL* | Y7-143462 | 143462 | Plinth, HxWxD=200x1350x500mm, special color | EDB | xEnergy Main | 418.5 | 1
| XAP0213506 | Y7-143327 | 143327 | Plinth, HxWxD=200x1350x600mm, grey | EDB | xEnergy Main | 340.6 | 1
| XAP0213506-SOND-RAL* | Y7-143463 | 143463 | Plinth, HxWxD=200x1350x600mm, special color | EDB | xEnergy Main | 432.3 | 1
| XAP0213508 | Y7-133015 | 133015 | Plinth, HxWxD=200x1350x800mm, grey | EDB | xEnergy Main | 359.7 | 1
| XAP0213508-SOND-RAL* | Y7-133063 | 133063 | Plinth, HxWxD=200x1350x800mm, special color | EDB | xEnergy Main | 456.3 | 1
| XAP0213510 | Y7-150511 | 150511 | Plinth, HxWxD=200x1350x1000mm, grey | EDB | xEnergy Main | 385.3 | 1
| XAP02AF150 | Y7-150492 | 150492 | Plinth, HxW=200x150mm, grey | EDB | xEnergy Main | 42.98 | 1
| XAPA0208 | Y7-185118 | 185118 | Base for cover ARC top, grey | EDB | xEnergy Main | 262.5 | 1
| XAR04 | Y7-283850 | 283850 | Cable anchoring rail, for W=425mm | EDB | xEnergy Main | 14.24 | 1
| XAR04-R2 | Y7-118737 | 118737 | Cable anchoring rail, for W=425mm | EDB | xEnergy Main | 16.52 | 1
| XAR06 | Y7-283851 | 283851 | Cable anchoring rail, for W=600mm | EDB | xEnergy Main | 17.63 | 1
| XAR06-R2 | Y7-118738 | 118738 | Cable anchoring rail, for W=600mm | EDB | xEnergy Main | 18.43 | 1
| XAR08 | Y7-283852 | 283852 | Cable anchoring rail, for W=800mm | EDB | xEnergy Main | 22.05 | 1
| XAR085 | Y7-143183 | 143183 | Cable anchoring rail, for W=850mm | EDB | xEnergy Main | 24.53 | 1
| XAR10 | Y7-283853 | 283853 | Cable anchoring rail, for W=1000mm | EDB | xEnergy Main | 26.51 | 1
| XAR11 | Y7-133076 | 133076 | Cable anchoring rail, for W=1100mm | EDB | xEnergy Main | 25.63 | 1
| XAR12 | Y7-283854 | 283854 | Cable anchoring rail, for W=1200mm | EDB | xEnergy Main | 34.12 | 1
| XAR135 | Y7-133077 | 133077 | Cable anchoring rail, for W=1350mm | EDB | xEnergy Main | 34.6 | 1
| XAR2000 | Y7-174589 | 174589 | Cable duct 2m | EDB | xEnergy Light | 33.94 | 1
| XAS0606-PI | Y7-122029 | 122029 | Shutter for plug-in module technology and PIFT, single, 4p | EDB | xEnergy Main | 30.56 | 10
| XAS0606-S | Y7-135256 | 135256 | Shutter, side part | EDB | xEnergy Main | 8.34 | 12
| XAS12 | Y7-284708 | 284708 | Cover strip, 12Mod, 45mm | EDB | xEnergy Main | 5.8 | 1
| XAS16-F | Y7-177089 | 177089 | Cover ACB cutout IZMX16 fix | EDB | xEnergy Main | 21.34 | 1
| XAS16-W | Y7-177090 | 177090 | Cover ACB cutout IZMX16 withdrawable | EDB | xEnergy Main | 22.83 | 1
| XAS2-3 | Y7-284741 | 284741 | Cover, cut out for circuit breaker, NZM2, 3p, grey | EDB | xEnergy Main | 40.28 | 1
| XAS2-3-SOND-RAL* | Y7-122364 | 122364 | Cover, cut out for circuit breaker, NZM2, 3p, special color | EDB | xEnergy Main | 46.53 | 1
| XAS3-3 | Y7-284743 | 284743 | Cover, cut out for circuit breaker, NZM3, 3p, grey | EDB | xEnergy Main | 41.67 | 1
| XAS3-3-SOND-RAL* | Y7-122366 | 122366 | Cover, cut out for circuit breaker, NZM3, 3p, special color | EDB | xEnergy Main | 47.92 | 1
| XAS40-F | Y7-177091 | 177091 | Cover ACB cutout IZMX40 fix | EDB | xEnergy Main | 32.35 | 1
| XAS40-W | Y7-177092 | 177092 | Cover ACB cutout IZMX40 widthdrawable | EDB | xEnergy Main | 33.66 | 1
| XASBCBB01 | Y7-500796 | 500796 |  | EDB | xEnergy Main | 250.2 | 1
| XASBCBB02 | Y7-500798 | 500798 |  | EDB | xEnergy Main | 288.5 | 1
| XAS-BF | Y7-192623 | 192623 | Cover for cutout of the rotary handle in the front panel | EDB | xEnergy Main | 17.32 | 1
| XASBVBB01 | Y7-500795 | 500795 |  | EDB | xEnergy Main | 267.2 | 1
| XASBVBB02 | Y7-500797 | 500797 |  | EDB | xEnergy Main | 325.1 | 1
| XASM-PI | Y7-129004 | 129004 | U-profile, for shutter mounting H=1850mm | EDB | xEnergy Main | 97.3 | 1
| XASMS | Y7-171739 | 171739 | Set for mechanical reinforcment, Earthquake reinforcement brackets | EDB | xEnergy Main | 83.3 | 1
| XAT | Y7-283855 | 283855 | Lifting eye for Xenergy enclosure, (4pc.) | EDB | xEnergy Main | 13.89 | 1
| XAW2002 | Y7-150494 | 150494 | Side plates, HxD=2000x200mm, closed, (2pc.), grey | EDB | xEnergy Main | 276 | 1
| XAW2004 | Y7-283856 | 283856 | Side plates, HxD=2000x400mm, closed, (2pc.), grey | EDB | xEnergy Main | 242.3 | 1
| XAW2004-SOND-RAL* | Y7-122118 | 122118 | Side plates, HxD=2000x400mm, special color, (2pc.) | EDB | xEnergy Main | 307.5 | 1
| XAW2006 | Y7-283857 | 283857 | Side plates, HxD=2000x600mm, closed, (2pc.), grey | EDB | xEnergy Main | 376.9 | 1
| XAW2006_BULK_373911513 | Y7-180031 | 180031 | Side plates, HxD=2000x600mm | EDB | xEnergy Main | 194.5 | 1
| XAW2006AF | Y7-292908 | 292908 | Side wall, for HxD=2000x600mm, add on frame, grey | EDB | xEnergy Main | 432 | 1
| XAW2006AF-SOND-RAL* | Y7-122407 | 122407 | Side wall, for HxD=2000x600mm, add on frame, special color | EDB | xEnergy Main | 548 | 1
| XAW2006-SOND-RAL* | Y7-122119 | 122119 | Side plates, HxD=2000x600mm, special color, (2pc.) | EDB | xEnergy Main | 512 | 1
| XAW2008 | Y7-283858 | 283858 | Side plates, HxD=2000x800mm, closed, (2pc.), grey | EDB | xEnergy Main | 491.1 | 1
| XAW2008_BULK_373911514 | Y7-180032 | 180032 | Side plates, HxD=2000x800mm | EDB | xEnergy Main | 232.6 | 1
| XAW2008AF | Y7-292909 | 292909 | Side wall, for HxD=2000x800mm, add on frame, grey | EDB | xEnergy Main | 567 | 1
| XAW2008AF-SOND-RAL* | Y7-122408 | 122408 | Side wall, for HxD=2000x800mm, add on frame, special color | EDB | xEnergy Main | 720 | 1
| XAW2008-SOND-RAL* | Y7-122120 | 122120 | Side plates, HxD=2000x800mm, special color, (2pc.) | EDB | xEnergy Main | 622 | 1
| XAXSPKZ | Y7-184661 | 184661 | PKZ door coupling rotary handle reinforcement | EDB | xEnergy Main | 13.89 | 1
| XBBB03 | Y7-177082 | 177082 | Crossbar, cross support, for busbar bracket, for W=300mm | EDB | xEnergy Main | 18.58 | 1
| XBBB04 | Y7-283859 | 283859 | Crossbar, cross support, for busbar bracket, for W=425mm | EDB | xEnergy Main | 11.24 | 1
| XBBB04_BULK_270912005 | Y7-180033 | 180033 | Crossbar, cross support, for busbar bracket, for W=425mm | EDB | xEnergy Main | 8.34 | 1
| XBBB04-1 | Y7-143184 | 143184 | Crossbar, cross support, for busbar bracket, for W=425mm | EDB | xEnergy Main | 22.53 | 1
| XBBB06 | Y7-283860 | 283860 | Crossbar, cross support, for busbar bracket, for W=600mm | EDB | xEnergy Main | 14.86 | 1
| XBBB06_BULK_270912006 | Y7-180034 | 180034 | Crossbar, cross support, for busbar bracket, for W=600mm | EDB | xEnergy Main | 13.89 | 1
| XBBB06-1 | Y7-143185 | 143185 | Crossbar, cross support, for busbar bracket, for W=600mm | EDB | xEnergy Main | 19.45 | 1
| XBBB065 | Y7-177319 | 177319 | Fixing rail for busbar support for W=650mm | EDB | xEnergy Main | 30.04 | 1
| XBBB065-1 | Y7-177320 | 177320 | Fixing rail for side fixing for W=650mm | EDB | xEnergy Main | 27.84 | 1
| XBBB065-2 | Y7-177321 | 177321 | Fixing rail for side fixing for W=650mm | EDB | xEnergy Main | 27.33 | 1
| XBBB08 | Y7-283861 | 283861 | Crossbar, cross support, for busbar bracket, for W=800mm | EDB | xEnergy Main | 18.77 | 1
| XBBB08_BULK_270912007 | Y7-180035 | 180035 | Crossbar, cross support, for busbar bracket, for W=800mm | EDB | xEnergy Main | 16.67 | 1
| XBBB08-1 | Y7-143186 | 143186 | Crossbar, cross support, for busbar bracket, for W=800mm | EDB | xEnergy Main | 31.06 | 1
| XBBB085 | Y7-143187 | 143187 | Crossbar, cross support, for busbar bracket, for W=850mm | EDB | xEnergy Main | 24.5 | 1
| XBBB085-1 | Y7-143188 | 143188 | Crossbar, cross support, for busbar bracket, for W=850mm | EDB | xEnergy Main | 26.32 | 1
| XBBB085-2 | Y7-177322 | 177322 | Fixing rail for side fixing for W=850mm | EDB | xEnergy Main | 30.58 | 1
| XBBB10 | Y7-283862 | 283862 | Crossbar, cross support, for busbar bracket, for W=1000mm | EDB | xEnergy Main | 22.77 | 1
| XBBB10_BULK_270912008 | Y7-180036 | 180036 | Crossbar, cross support, for busbar bracket, for W=1000mm | EDB | xEnergy Main | 19.45 | 1
| XBBB10-1 | Y7-143189 | 143189 | Crossbar, cross support, for busbar bracket, for W=1000mm | EDB | xEnergy Main | 35.26 | 1
| XBBB11 | Y7-133098 | 133098 | Crossbar, cross support, for busbar bracket, for W=1100mm | EDB | xEnergy Main | 19.45 | 1
| XBBB11-1 | Y7-143190 | 143190 | Crossbar, cross support, for busbar bracket, for W=1100mm | EDB | xEnergy Main | 33.15 | 1
| XBBB12 | Y7-283863 | 283863 | Crossbar, cross support, for busbar bracket, for W=1200mm | EDB | xEnergy Main | 22.23 | 1
| XBBB12_BULK_270912009 | Y7-180037 | 180037 | Crossbar, cross support, for busbar bracket, for W=1200mm | EDB | xEnergy Main | 22.23 | 1
| XBBB12-1 | Y7-143191 | 143191 | Crossbar, cross support, for busbar bracket, for W=1200mm | EDB | xEnergy Main | 39.07 | 1
| XBBB135 | Y7-133099 | 133099 | Crossbar, cross support, for busbar bracket, for W=1350mm | EDB | xEnergy Main | 38.21 | 1
| XBBB135-1 | Y7-143192 | 143192 | Crossbar, cross support, for busbar bracket, for W=1350mm | EDB | xEnergy Main | 39.62 | 1
| XBI-120 | Y7-121454 | 121454 | End cap, busbar, copper, 100/120x10mm | EDB | xEnergy Main | 4.87 | 8
| XBI-80 | Y7-121453 | 121453 | End cap, busbar, copper, 40/60/80x10mm | EDB | xEnergy Main | 4.17 | 12
| XBI-P | Y7-171738 | 171738 | Separation at the end of the main busbar, arc fault barrier | EDB | xEnergy Main | 185.1 | 1
| XBSB163 | Y7-283864 | 283864 | Busbar support, main busbar back, up to 1600A, 3C | EDB | xEnergy Main | 128 | 1
| XBSB163_BULK_283864 | Y7-180063 | 180063 | Busbar support, main busbar back, up to 1600A, 3C | EDB | xEnergy Main | 107.9 | 1
| XBSB163-STS | Y7-110268 | 110268 | Busbar support, MB back, up to 1600A, 3C | EDB | xEnergy Main | 268.6 | 1
| XBSB164 | Y7-283865 | 283865 | Busbar support, main busbar back, up to 1600A, 4C | EDB | xEnergy Main | 153.9 | 1
| XBSB164_BULK_283865 | Y7-180064 | 180064 | Busbar support, main busbar back, up to 1600A, 4C | EDB | xEnergy Main | 131 | 1
| XBSB164-STS | Y7-110269 | 110269 | Busbar support, MB back, up to 1600A, 4C | EDB | xEnergy Main | 295.3 | 1
| XBSB203 | Y7-283866 | 283866 | Busbar support, main busbar back, up to 2000A, 3C | EDB | xEnergy Main | 131.3 | 1
| XBSB203_BULK_283866 | Y7-180065 | 180065 | Busbar support, main busbar back, up to 2000A, 3C | EDB | xEnergy Main | 118.2 | 1
| XBSB203-STS | Y7-110270 | 110270 | Busbar support, MB back, up to 2000A, 3C | EDB | xEnergy Main | 274.3 | 1
| XBSB204 | Y7-283867 | 283867 | Busbar support, main busbar back, up to 2000A, 4C | EDB | xEnergy Main | 159.3 | 1
| XBSB204-STS | Y7-110271 | 110271 | Busbar support, MB back, up to 2000A, 4C | EDB | xEnergy Main | 302.7 | 1
| XBSB253 | Y7-285515 | 285515 | Busbar support, main busbar back, up to 2500A, 3C | EDB | xEnergy Main | 125.1 | 1
| XBSB253_BULK_285515 | Y7-180066 | 180066 | Busbar support MBB rear up to 2500A 3P | EDB | xEnergy Main | 125.1 | 1
| XBSB253-100 | Y7-294116 | 294116 | Busbar support, 2500A, 3C, 2x100x10mm | EDB | xEnergy Main | 153 | 1
| XBSB253-STS | Y7-110272 | 110272 | Busbar support, MB back, up to 2500A, 3C | EDB | xEnergy Main | 242.4 | 1
| XBSB254 | Y7-285516 | 285516 | Busbar support, main busbar back, up to 2500A, 4C | EDB | xEnergy Main | 152.9 | 1
| XBSB254_BULK_285516 | Y7-180067 | 180067 | Busbar support MBB rear up to 2500A 4P | EDB | xEnergy Main | 152.9 | 1
| XBSB254-100 | Y7-294117 | 294117 | Busbar support, 2500A, 4C, 2x100x10mm | EDB | xEnergy Main | 180.7 | 1
| XBSB254-STS | Y7-110273 | 110273 | Busbar support, MB back, up to 2500A, 4C | EDB | xEnergy Main | 269.1 | 1
| XBSB323 | Y7-283868 | 283868 | Busbar support, main busbar back, up to 3200A, 3C | EDB | xEnergy Main | 244.5 | 1
| XBSB324 | Y7-283869 | 283869 | Busbar support, main busbar back, up to 3200A, 4C | EDB | xEnergy Main | 279.6 | 1
| XBSB324-100 | Y7-102580 | 102580 | Busbar support, MB back, up to 3200A, 4C | EDB | xEnergy Main | 278.6 | 1
| XBSB403 | Y7-283870 | 283870 | Busbar support, main busbar back, up to 4000A, 3C | EDB | xEnergy Main | 251.2 | 1
| XBSB404 | Y7-283871 | 283871 | Busbar support, main busbar back, up to 4000A, 4C | EDB | xEnergy Main | 279.6 | 1
| XBSB-B | Y7-144596 | 144596 | Mainbusbar holder base | EDB | xEnergy Main | 32.1 | 10
| XBSB-B-STS | Y7-144595 | 144595 | Mainbusbar holder base stainless steel | EDB | xEnergy Main | 123 | 10
| XBSB-DI20 | Y7-292314 | 292314 | Spacer piece, isulator, main busbar rear, 80mm | EDB | xEnergy Main | 34.03 | 1
| XBSB-DI20N | Y7-195595 | 195595 | Spacer, 20 mm | EDB | xEnergy Main | 10.83 | 1
| XBSB-DI40 | Y7-100648 | 100648 | Spacer piece, 40mm | EDB | xEnergy Main | 33.34 | 1
| XBSB-DI40N | Y7-195596 | 195596 | Spacer 40 mm | EDB | xEnergy Main | 12.73 | 1
| XBSB-DI60 | Y7-180068 | 180068 | Spacer 60mm for busbar holder | EDB | xEnergy Main | 11.12 | 1
| XBSB-DI60N | Y7-195597 | 195597 | Spacer 60 mm | EDB | xEnergy Main | 13.58 | 1
| XBSB-EF20N | Y7-195599 | 195599 | End piece, 20mm | EDB | xEnergy Main | 9.35 | 1
| XBSB-EF40N | Y7-195598 | 195598 | End piece, 40mm | EDB | xEnergy Main | 9.97 | 1
| XBSB-L | Y7-144594 | 144594 | Busbar support, piece left | EDB | xEnergy Main | 11.12 | 30
| XBSB-R | Y7-144593 | 144593 | Busbar support, piece right | EDB | xEnergy Main | 11.12 | 30
| XBSB-S | Y7-292313 | 292313 | Spacer piece, isulator, main busbar rear, 20mm | EDB | xEnergy Main | 1.39 | 1
| XBSN16 | Y7-284747 | 284747 | Busbar support, MB for N 1600A | EDB | xEnergy Main | 55.7 | 1
| XBSN16_BULK_284747 | Y7-180060 | 180060 | Busbar support, MB for N 1600A | EDB | xEnergy Main | 29.92 | 1
| XBSN20 | Y7-284748 | 284748 | Busbar support, MB for N 2000A | EDB | xEnergy Main | 58.4 | 1
| XBSN20_BULK_284748 | Y7-180061 | 180061 | Busbar support, MB for N 2000A | EDB | xEnergy Main | 32.58 | 1
| XBSN32 | Y7-284749 | 284749 | Busbar support, MB for N 3200A | EDB | xEnergy Main | 66.8 | 1
| XBSN40 | Y7-284750 | 284750 | Busbar support, MB for N 4000A | EDB | xEnergy Main | 72.3 | 1
| XBSN40_BULK_284750 | Y7-180062 | 180062 | Busbar support, MB for N 4000A | EDB | xEnergy Main | 33.34 | 1
| XBSN-B | Y7-144597 | 144597 | Neutral busbar holder base | EDB | xEnergy Main | 13.54 | 10
| XBSP | Y7-283872 | 283872 | Busbar support, MB for PEN | EDB | xEnergy Main | 9.93 | 1
| XBSP_BULK_270913302 | Y7-180041 | 180041 | Busbar support, MB for PEN | EDB | xEnergy Main | 8.34 | 1
| XBSPF | Y7-168118 | 168118 | Type of earth-bar support for PEN, front | EDB | xEnergy Main | 22.25 | 1
| XBST08-1 | Y7-283873 | 283873 | Busbar support, MB top, 60mm, 800A, 3/4C | EDB | xEnergy Main | 81.6 | 1
| XBST08-2 | Y7-193746 | 193746 | Busbar support DBB 20mm 800A 3/4P | EDB | xEnergy Main | 76.5 | 1
| XBST08E-2 | Y7-193749 | 193749 | End Busbar support DBB 20mm 800A 3/4P | EDB | xEnergy Main | 91.4 | 1
| XBST12-1 | Y7-283875 | 283875 | Busbar support, MB top, 60mm, 1200A, 3/4C | EDB | xEnergy Main | 83.4 | 1
| XBST12-2 | Y7-193747 | 193747 | Busbar support DBB 40mm 1200A 3/4P | EDB | xEnergy Main | 72.8 | 1
| XBST12E-2 | Y7-193750 | 193750 | End Busbar support DBB 40mm 1200A 3/4P | EDB | xEnergy Main | 88.8 | 1
| XBST16-1 | Y7-283877 | 283877 | Busbar support, MB top, 60mm, 1600A, 3/4C | EDB | xEnergy Main | 97.3 | 1
| XBST16-2 | Y7-193748 | 193748 | Busbar support, DBB, 60mm, 1600A, 3/4P | EDB | xEnergy Main | 78.8 | 1
| XBST16E-2 | Y7-193751 | 193751 | End Busbar support, DBB, 60mm, 1600A, 3/4P | EDB | xEnergy Main | 95.9 | 1
| XBTT12-3P | Y7-289080 | 289080 | Transport split, MBB, 1250A, 3p | EDB | xEnergy Main | 111.2 | 1
| XBTT12-4P | Y7-284778 | 284778 | Transport split, MBB, 1250A, 4p | EDB | xEnergy Main | 150.5 | 1
| XBTT16-3P | Y7-193089 | 193089 | Lug Kit 60mm System 3pol | EDB | xEnergy Main | 206.2 | 1
| XBTT16-4P | Y7-193090 | 193090 | Lug kit 60mm System 4pol | EDB | xEnergy Main | 272.7 | 1
| XBTT20-3P | Y7-289081 | 289081 | Transport split, MBB, 2000A, 3p | EDB | xEnergy Main | 206.2 | 1
| XBTT20-4P | Y7-284779 | 284779 | Transport split, MBB, 2000A, 4p | EDB | xEnergy Main | 272.7 | 1
| XBTT32-3P | Y7-289082 | 289082 | Transport split, MBB, 3200A, 3p | EDB | xEnergy Main | 411.4 | 1
| XBTT32-4P | Y7-284780 | 284780 | Transport split, MBB, 3200A, 4p | EDB | xEnergy Main | 529 | 1
| XBUFK | Y7-150665 | 150665 | Fixing kit Unigate flanges | EDB | xEnergy Basic | 7.1 | 1
| XCSIY308 | Y7-283882 | 283882 | Support, connectionsystem, IZM, 3p, W=800mm | EDB | xEnergy Main | 227.7 | 1
| XCSIY412 | Y7-283884 | 283884 | Support, connectionsystem, IZM, 4p, W=1200mm | EDB | xEnergy Main | 300 | 1
| XDB06 | Y7-283885 | 283885 | Crossbar, cross support, for dropper bar bracket | EDB | xEnergy Main | 12.65 | 1
| XDB08 | Y7-192696 | 192696 | Fixing bracket, V-Busbar support | EDB | xEnergy Main | 30.58 | 1
| XDBSC0508 | Y7-196618 | 196618 | BS section wide door W=800 H=500 | EDB | xEnergy Main | 278.9 | 1
| XDN-DF | Y7-193470 | 193470 | CHAMBER_CW_NEUTRAL_SHIELD | EDB | xEnergy Main | 13.89 | 1
| XDN-NZM1-BF-E | Y7-192683 | 192683 | Neutral end cap for NZM1 | EDB | xEnergy Main | 22.23 | 1
| XDN-NZM1-BF-S | Y7-192678 | 192678 | Neutral conductor bushing NZM1 , single, cover | EDB | xEnergy Main | 66.4 | 1
| XDN-NZM2-BF-2 | Y7-192680 | 192680 | Neutral conductor bushing NZM2 , single, cover | EDB | xEnergy Main | 141.9 | 1
| XDN-NZM2-BF-E | Y7-192684 | 192684 | Neutral end cap for NZM2 | EDB | xEnergy Main | 23.62 | 1
| XDN-NZM2-BF-S | Y7-192679 | 192679 | Neutral conductor bushing NZM1 , single, cover | EDB | xEnergy Main | 74.8 | 1
| XDN-NZM3-BF-E | Y7-192685 | 192685 | Neutral end cap for NZM3 | EDB | xEnergy Main | 36.12 | 1
| XDN-NZM3-BF-S | Y7-192681 | 192681 | Neutral conductor bushing NZM3 , single, cover | EDB | xEnergy Main | 168.9 | 1
| XDN-NZM4-BF-S | Y7-192682 | 192682 | Neutral conductor bushing NZM4 , single, cover | EDB | xEnergy Main | 319.5 | 1
| XDSF08 | Y7-283888 | 283888 | Dropper bar support, 60mm, 800A, 3/4C | EDB | xEnergy Main | 50.1 | 1
| XDSF08E | Y7-283889 | 283889 | End bracket for dropper bar, 60mm, 800A, 3/4C | EDB | xEnergy Main | 67.6 | 1
| XDSF12 | Y7-283890 | 283890 | Dropper bar support, 60mm, 1200A, 3/4C | EDB | xEnergy Main | 59.1 | 1
| XDSF12E | Y7-283891 | 283891 | End bracket for dropper bar, 60mm, 1200A, 3/4C | EDB | xEnergy Main | 77.9 | 1
| XDSF16 | Y7-283892 | 283892 | Dropper bar support, 60mm, 1600A, 3/4C | EDB | xEnergy Main | 61.2 | 1
| XDSF16E | Y7-283893 | 283893 | End bracket for dropper bar, 60mm, 1600A, 3/4C | EDB | xEnergy Main | 83 | 1
| XDSF16-SL-D | Y7-180578 | 180578 | Dual busbar supports for fuse combination unit, 1600 A | EDB | xEnergy Main | 197.2 | 1
| XDSF16-SL-S | Y7-180577 | 180577 | Single busbar supports for fuse combination unit, 1600 A | EDB | xEnergy Main | 152.2 | 1
| XDSF20-SL-D | Y7-180579 | 180579 | Dual busbar supports for fuse combination unit, 2000 A | EDB | xEnergy Main | 187.2 | 1
| XDSF25-SL-D | Y7-180580 | 180580 | Dual busbar supports for fuse combination unit, 2500 A | EDB | xEnergy Main | 256.9 | 1
| XDSF32-SL-D | Y7-180581 | 180581 | Dual busbar supports for fuse combination unit, 3200 A | EDB | xEnergy Main | 295.1 | 1
| XDSFN | Y7-283894 | 283894 | Busbar support, VS for N | EDB | xEnergy Main | 16.67 | 1
| XDSFP | Y7-283895 | 283895 | Busbar support, VS for PEN | EDB | xEnergy Main | 6.25 | 1
| XDSLH | Y7-182913 | 182913 | Busbar supports, switch-fuse strips, 3p | EDB | xEnergy Main | 108.8 | 1
| XDSR-40X10-30 | Y7-184674 | 184674 | Dropper bar bracket kit, 40x10/30kA/1s | EDB | xEnergy Main | 337.2 | 1
| XDSR-40X10-50 | Y7-184675 | 184675 | Dropper bar bracket kit, 40x10/50kA/1s | EDB | xEnergy Main | 407.9 | 1
| XDSR-60X10-50 | Y7-184676 | 184676 | Dropper bar bracket kit, 60x10/50kA/1s | EDB | xEnergy Main | 369.1 | 1
| XDSR-60X10-65 | Y7-184677 | 184677 | Dropper bar bracket kit, 60x10/65kA/1s | EDB | xEnergy Main | 446.9 | 1
| XDSR-80X10-65 | Y7-184678 | 184678 | Dropper bar bracket kit, 80x10/65kA/1s | EDB | xEnergy Main | 390.2 | 1
| XDSR-80X10-80 | Y7-184679 | 184679 | Dropper bar bracket kit, 80x10/80kA/1s | EDB | xEnergy Main | 470.3 | 1
| XDSSH08 | Y7-283896 | 283896 | Mounting kit, for dropper bar, PIFT, horizontal, 800A, 3p | EDB | xEnergy Main | 151.6 | 1
| XDSSH10 | Y7-283897 | 283897 | Mounting kit, for dropper bar, PIFT, horizontal, 1000A, 3p | EDB | xEnergy Main | 161.8 | 1
| XDSSH12 | Y7-283898 | 283898 | Mounting kit, for dropper bar, PIFT, horizontal, 1200A, 3p | EDB | xEnergy Main | 168.5 | 1
| XDSSH16 | Y7-283899 | 283899 | Mounting kit, for dropper bar, PIFT, horizontal, 1600A, 3p | EDB | xEnergy Main | 176.1 | 1
| XELP-050941800 | Y7-184890 | 184890 | Sealing tape 5X10mm | EDB | xEnergy Main | 1.55 | 50
| XELP-100007701 | Y7-173470 | 173470 | hexagon nut M6 5.8 galvanized | EDB | xEnergy Main | 0.14 | 2000
| XELP-100008701 | Y7-173454 | 173454 | Washer for screw A 8,4 5.8 ZNP | EDB | xEnergy Main | 0.14 | 2000
| XELP-100011010 | Y7-195590 | 195590 | safety hexagon nut M5 galvanised DIN985 | EDB | xEnergy Main | 0.14 | 1000
| XELP-100049701 | Y7-184836 | 184836 | Flat washer 5,5*18*2 | EDB | xEnergy Main | 0.14 | 1000
| XELP-100052600 | Y7-173460 | 173460 | lock washer for screw J D=6,4 | EDB | xEnergy Main | 0.14 | 1000
| XELP-100054301 | Y7-184835 | 184835 | Grub screw M6X16 galvanized | EDB | xEnergy Main | 0.42 | 500
| XELP-100055101 | Y7-173455 | 173455 | hexagon-head screw M8x15 | EDB | xEnergy Main | 0.21 | 200
| XELP-100055201 | Y7-173481 | 173481 | hexagon-head screw M8x20 | EDB | xEnergy Main | 0.21 | 200
| XELP-100055701 | Y7-173461 | 173461 | hexagon-head screw M12X20 5,8 | EDB | xEnergy Main | 0.56 | 100
| XELP-100056601 | Y7-173482 | 173482 | hexagon nut M8 5.8 galvanized | EDB | xEnergy Main | 0.14 | 1000
| XELP-100099800 | Y7-173483 | 173483 | Cylinder screw with hexagon socket M8x16 | EDB | xEnergy Main | 0.23 | 100
| XELP-100099900 | Y7-173484 | 173484 | Cylinder screw with hexagon socket M8x25 | EDB | xEnergy Main | 0.25 | 200
| XELP-100100200 | Y7-195568 | 195568 | Cylinder screw HX M8x35 8.8 gal. DIN912 | EDB | xEnergy Main | 0.31 | 100
| XELP-100175301 | Y7-196503 | 196503 | Pan head shoulder screw M8 L6 DIN 923 | EDB | xEnergy Main | 2.9 | 20
| XELP-100178800 | Y7-195569 | 195569 | cage nut M6 stainless steel | EDB | xEnergy Main | 0.2 | 1000
| XELP-100180100 | Y7-195588 | 195588 | lock washer for screw M5 DIN6797 | EDB | xEnergy Main | 0.14 | 1000
| XELP-138101900 | Y7-173477 | 173477 | Sticker with grounding symbol | EDB | xEnergy Main | 0.14 | 3750
| XELP-138214500 | Y7-195585 | 195585 | Rubber foam 1000X25X30-SV 60, black | EDB | xEnergy Main | 4.08 | 100
| XELP-138308200 | Y7-173485 | 173485 | serrated lock washer; M8 DIN6798 | EDB | xEnergy Main | 0.14 | 1000
| XELP-138518800 | Y7-187972 | 187972 | Sealing profile for double door | EDB | xEnergy Main | 4.19 | 100
| XELP-138519000 | Y7-195583 | 195583 | latch height 18mm length 35mm | EDB | xEnergy Main | 1.52 | 100
| XELP-138521200 | Y7-184825 | 184825 | Latch, housing + earthing nut | EDB | xEnergy Main | 4.3 | 200
| XELP-138521300 | Y7-184827 | 184827 | Latch,locking insert 3mm,double-ward-key | EDB | xEnergy Main | 2.6 | 200
| XELP-138521400 | Y7-184831 | 184831 | Tongue height 32mm | EDB | xEnergy Main | 2.27 | 200
| XELP-138521500 | Y7-173471 | 173471 | Two-Way Key, 3mm | EDB | xEnergy Main | 1.66 | 500
| XELP-138521900 | Y7-184832 | 184832 | Screw lock washer 12/4,6/1 | EDB | xEnergy Main | 0.1 | 1000
| XELP-138522300 | Y7-173478 | 173478 | key label with rods | EDB | xEnergy Main | 22.79 | 50
| XELP-138522400 | Y7-173479 | 173479 | key label | EDB | xEnergy Main | 17.18 | 100
| XELP-138522900 | Y7-173468 | 173468 | rod guideway plastic | EDB | xEnergy Main | 0.77 | 3000
| XELP-138524900 | Y7-173464 | 173464 | Hinge 180° GDs; SB M6 TS25 | EDB | xEnergy Main | 6.03 | 250
| XELP-138525800 | Y7-173465 | 173465 | locking hook for section wide doors | EDB | xEnergy Main | 6.15 | 300
| XELP-138526100 | Y7-195593 | 195593 | self-tapping lens head screw M4x16 TX20 galvanised DIN7500 | EDB | xEnergy Main | 0.14 | 1000
| XELP-138526600 | Y7-173486 | 173486 | Protective plug D=10,7 | EDB | xEnergy Main | 0.18 | 500
| XELP-138526700 | Y7-184833 | 184833 | Screw cover, M6, RAL7035 | EDB | xEnergy Main | 0.15 | 1000
| XELP-138527600 | Y7-195589 | 195589 | Contact screw M6 x 16 | EDB | xEnergy Main | 0.33 | 1000
| XELP-138533000 | Y7-184828 | 184828 | Flat gasket IP65 200-0901 | EDB | xEnergy Main | 0.3 | 200
| XELP-138533400 | Y7-173473 | 173473 | lens head screw M4x8 TORX20 | EDB | xEnergy Main | 0.14 | 1000
| XELP-138533500 | Y7-173458 | 173458 | lens head screw M5x10 TORX25 | EDB | xEnergy Main | 0.14 | 5000
| XELP-138533600 | Y7-173457 | 173457 | lens head screw M6x12 TORX25 | EDB | xEnergy Main | 0.14 | 1000
| XELP-138533800 | Y7-195570 | 195570 | lens head screw M6x6 TX30 galv. DIN7500 | EDB | xEnergy Main | 0.53 | 100
| XELP-138533900 | Y7-173487 | 173487 | Countersunk Screw; S. Tap.; M5x12 TORX25 | EDB | xEnergy Main | 0.14 | 1000
| XELP-138534000 | Y7-173466 | 173466 | Countersunk Screw; S. Tap.; M6x12 TX25 | EDB | xEnergy Main | 0.14 | 1000
| XELP-138534100 | Y7-173488 | 173488 | Countersunk Screw; ST; SE; M6x25 TORX25 | EDB | xEnergy Main | 0.25 | 500
| XELP-138536800 | Y7-195571 | 195571 | latch height 50mm length 45mm | EDB | xEnergy Main | 2.28 | 100
| XELP-138545900 | Y7-184829 | 184829 | O-ring 200-1002 | EDB | xEnergy Main | 0.57 | 200
| XELP-138565800 | Y7-195572 | 195572 | Grub screw M10x30 DIN551 | EDB | xEnergy Main | 0.67 | 100
| XELP-138566200 | Y7-195573 | 195573 | spring washer M5 DIN 6796 | EDB | xEnergy Main | 0.14 | 100
| XELP-138575300 | Y7-184826 | 184826 | Tongue height 28mm | EDB | xEnergy Main | 3.2 | 200
| XELP-138590500 | Y7-173474 | 173474 | lens head screw M5x16 TORX25 | EDB | xEnergy Main | 0.21 | 500
| XELP-138592100 | Y7-173463 | 173463 | lock washer for screw M12 galvanized | EDB | xEnergy Main | 0.14 | 1000
| XELP-138594400 | Y7-195582 | 195582 | pin 203-0723 43mm, 6mm | EDB | xEnergy Main | 2.88 | 100
| XELP-138599900 | Y7-173489 | 173489 | Countersunk Screw; ST; SE; M5x12 TORX25 | EDB | xEnergy Main | 0.2 | 4500
| XELP-138601100 | Y7-195574 | 195574 | latch height 18mm length 25mm | EDB | xEnergy Main | 2.57 | 100
| XELP-138601200 | Y7-187969 | 187969 | Strap grip for size 100 mm | EDB | xEnergy Main | 8.2 | 200
| XELP-138601300 | Y7-187970 | 187970 | Strap grip for size 45 mm | EDB | xEnergy Main | 8.79 | 200
| XELP-138613000 | Y7-195587 | 195587 | lock washer for screw M10 DIN6797 | EDB | xEnergy Main | 0.14 | 1000
| XELP-138619700 | Y7-173492 | 173492 | locking bolt | EDB | xEnergy Main | 4.27 | 500
| XELP-138620900 | Y7-187328 | 187328 | Locking plate with Eaton logo | EDB | xEnergy Main | 7.64 | 500
| XELP-138621000 | Y7-187329 | 187329 | Bar lock with flat bar for H=2000mm | EDB | xEnergy Main | 22.46 | 500
| XELP-138621100 | Y7-187330 | 187330 | Bar lock with flat bar for H=1800mm | EDB | xEnergy Main | 21.53 | 500
| XELP-138621200 | Y7-187331 | 187331 | Bar lock with flat bar for H=1600mm | EDB | xEnergy Main | 20.59 | 500
| XELP-138621300 | Y7-187332 | 187332 | Bar lock with flat bar for H=1400mm | EDB | xEnergy Main | 19.65 | 500
| XELP-138621400 | Y7-187333 | 187333 | Bar lock with flat bar for H=650mm | EDB | xEnergy Main | 19.16 | 600
| XELP-138621500 | Y7-187334 | 187334 | Locking point, Vison, outside, die-cast zinc, for door | EDB | xEnergy Main | 11.12 | 100
| XELP-138621600 | Y7-187335 | 187335 | Bar lock for flat bar, plastic housing | EDB | xEnergy Main | 18.36 | 100
| XELP-138621700 | Y7-187336 | 187336 | Flat bar for double door with roll, L=799mm | EDB | xEnergy Main | 10.84 | 500
| XELP-138621900 | Y7-187337 | 187337 | Locking point, Vison, outside, for door, plastic | EDB | xEnergy Main | 2.37 | 500
| XELP-138622000 | Y7-187338 | 187338 | Flat bar for double door with roll, L=699mm | EDB | xEnergy Main | 10.41 | 500
| XELP-138622100 | Y7-187339 | 187339 | Flat bar for double door with roll, L=599mm | EDB | xEnergy Main | 10.13 | 500
| XELP-138622200 | Y7-187340 | 187340 | Flat bar for double door with roll, L=311mm | EDB | xEnergy Main | 9.04 | 200
| XELP-138622300 | Y7-187341 | 187341 | Locking point, Vison, outside and door locking points. Plastic, For door and bezel parts | EDB | xEnergy Main | 4.55 | 800
| XELP-138623300 | Y7-187971 | 187971 | Lock bar with flat bar 2200 mm | EDB | xEnergy Main | 22.65 | 100
| XELP-138623400 | Y7-195575 | 195575 | flat bar for double doors H1400 | EDB | xEnergy Main | 10.38 | 20
| XELP-138623800 | Y7-195577 | 195577 | M4x75 PANHEAD SCREW 8703C80G11 | EDB | xEnergy Main | 0.62 | 100
| XELP-138624800 | Y7-195578 | 195578 | M5x12 HX/HD SCREW DIN 933 GRADE 8.8 | EDB | xEnergy Main | 0.14 | 100
| XELP-138625000 | Y7-195579 | 195579 | M5x8 HX/HD SCREW DIN 933 GRADE 8.8 | EDB | xEnergy Main | 0.14 | 100
| XELP-138625400 | Y7-195580 | 195580 | M6x55 HX/HD SCREW DIN 933 GRADE 8.8 | EDB | xEnergy Main | 0.25 | 100
| XELP-138689900 | Y7-195592 | 195592 | PH Screw DIN7500C M5x12 TX25+S Cut.Ring | EDB | xEnergy Main | 0.14 | 1000
| XELP-138690500 | Y7-195584 | 195584 | CSH Screw DIN7500M M4x8 TX20 | EDB | xEnergy Main | 0.14 | 1000
| XELP-165920360 | Y7-195581 | 195581 | Pan head shoulder screw M4x2,5 | EDB | xEnergy Main | 0.39 | 100
| XELP-165920421 | Y7-195586 | 195586 | Cylinder screw with hexagon socket M10x16 8.8 galvanised DIN912 | EDB | xEnergy Main | 1.37 | 1000
| XELP-165920518 | Y7-173467 | 173467 | Protective plug D=5,5 | EDB | xEnergy Main | 0.32 | 2000
| XELP-165920519 | Y7-173462 | 173462 | Protective plug D=6,0 | EDB | xEnergy Main | 0.14 | 10000
| XELP-170914901 | Y7-173493 | 173493 | fixing ring Size 16 | EDB | xEnergy Main | 0.59 | 1000
| XELP-170914902 | Y7-173456 | 173456 | Washer | EDB | xEnergy Main | 0.63 | 500
| XELP-170914904 | Y7-184834 | 184834 | XE spring clip C16-IX | EDB | xEnergy Main | 2.11 | 2000
| XELP-170918466 | Y7-195594 | 195594 | Spring 0,8x6,6 L24 15N14 | EDB | xEnergy Main | 0.21 | 1000
| XELP-170941500 | Y7-184830 | 184830 | Sealing 50 x 40 | EDB | xEnergy Main | 0.27 | 1000
| XELP-270910600 | Y7-173490 | 173490 | Gasket H-profile For Baseframe Corners | EDB | xEnergy Main | 0.31 | 1000
| XELP-270916700 | Y7-173459 | 173459 | Bracket for Mounting Plates 63x23x20 | EDB | xEnergy Main | 0.56 | 1000
| XELP-270918408 | Y7-179342 | 179342 | Contact strip double 315A | EDB | xEnergy Main | 2.78 | 500
| XELP-270918409 | Y7-179343 | 179343 | Contact spring double 315A | EDB | xEnergy Main | 1.39 | 500
| XELP-272944000 | Y7-173491 | 173491 | Bracket For Front Cover Outside | EDB | xEnergy Main | 7 | 100
| XELP-770910931 | Y7-173475 | 173475 | Accessory Bag For XMI | EDB | xEnergy Main | 53.8 | 10
| XELP-770910934 | Y7-173480 | 173480 | Bag For Vertical Frame Profile | EDB | xEnergy Main | 19.75 | 10
| XELP-770910935 | Y7-173494 | 173494 | Bag for XMI H=30 | EDB | xEnergy Main | 89.5 | 10
| XELP-770910998 | Y7-173495 | 173495 | Bag For XF Frontcover Single Lock | EDB | xEnergy Main | 7.36 | 100
| XELP-770910999 | Y7-173496 | 173496 | Bag For XF Frontcover Double Lock | EDB | xEnergy Main | 11.15 | 100
| XELP-770913497 | Y7-173476 | 173476 | Big Bracket for XMI Covers | EDB | xEnergy Main | 71 | 10
| XELP-N | Y7-187344 | 187344 | Locking point, Vison, outside and door locking points. plastic, for door and bezel parts, spare parts | EDB | xEnergy Main | 27.06 | 1
| XENERGY-BRANDSTRIP | Y7-167633 | 167633 | Branding Sticker xEnergy | EDB | xEnergy Main | 13.46 | 10
| XLABF20 | Y7-196188 | 196188 | Busbar support, clamp bracket for 2x 20x10mm | EDB | xEnergy Light | 48.58 | 1
| XLABF30 | Y7-196189 | 196189 | Busbar support, clamp bracket for 2x 30x10mm | EDB | xEnergy Light | 53.3 | 1
| XLABF40 | Y7-196190 | 196190 | Busbar support, clamp bracket for 2x 40x10mm | EDB | xEnergy Light | 53.2 | 1
| XLABF50 | Y7-196191 | 196191 | Busbar support, clamp bracket for 2x 50x10mm | EDB | xEnergy Light | 57.4 | 1
| XLABFB | Y7-196187 | 196187 | Busbar support, base | EDB | xEnergy Light | 148.8 | 1
| XLABT20 | Y7-196193 | 196193 | Busbar support (complete) for 2x 20x10mm | EDB | xEnergy Light | 69.1 | 1
| XLABT30 | Y7-196194 | 196194 | Busbar support (complete) for 2x 30x10mm | EDB | xEnergy Light | 78.3 | 1
| XLABT40 | Y7-196195 | 196195 | Busbar support (complete) for 2x 40x10mm | EDB | xEnergy Light | 69.1 | 1
| XLABT50 | Y7-196196 | 196196 | Busbar support (complete) for 2x 50x10mm | EDB | xEnergy Light | 68.9 | 1
| XLABT60 | Y7-196197 | 196197 | Busbar support (complete) for 2x 60x10mm | EDB | xEnergy Light | 74.5 | 1
| XLACB02 | Y7-196879 | 196879 | Modular partition side wall for Width = 200mm, IP20, galvanized | EDB | xEnergy Light | 152 | 1
| XLACB04 | Y7-196880 | 196880 | Modular partition side wall for Width = 400mm, IP20, galvanized | EDB | xEnergy Light | 216.2 | 1
| XLACC14 | Y7-196872 | 196872 | Cable Duct 75mm, vertical for section height 1400mm | EDB | xEnergy Light | 113.3 | 1
| XLACC16 | Y7-196873 | 196873 | Cable Duct 75mm, vertical for section height 1600mm | EDB | xEnergy Light | 134.3 | 1
| XLACC18 | Y7-196874 | 196874 | Cable Duct 75mm, vertical for section height 1800mm | EDB | xEnergy Light | 147.9 | 1
| XLACC20 | Y7-196875 | 196875 | Cable Duct 75mm, vertical for section height 2000mm | EDB | xEnergy Light | 160.8 | 1
| XLACF02 | Y7-196877 | 196877 | Frontplate (Set) for cable room, for modulewidth 200mm | EDB | xEnergy Light | 122.4 | 1
| XLACF04 | Y7-196878 | 196878 | Frontplate (Set) for cable room, for modulewidth 400mm | EDB | xEnergy Light | 175.2 | 1
| XLACP02 | Y7-196881 | 196881 | Horizontal partition for cableway, module width 200mm | EDB | xEnergy Light | 48.91 | 1
| XLACP04 | Y7-196882 | 196882 | Horizontal partition for cableway, module width 400mm | EDB | xEnergy Light | 56.3 | 1
| XLAD20 | Y7-196427 | 196427 | Busbar support (complete) for 2x 20x10mm | EDB | xEnergy Light | 63.1 | 1
| XLAD30 | Y7-196428 | 196428 | Busbar support (complete) for 2x 30x10mm | EDB | xEnergy Light | 67.6 | 1
| XLAD40 | Y7-196429 | 196429 | Busbar support (complete) for 2x 40x10mm | EDB | xEnergy Light | 69.4 | 1
| XLAD50 | Y7-196430 | 196430 | Busbar support (complete) for 2x 50x10mm | EDB | xEnergy Light | 66.8 | 1
| XLAD60 | Y7-196431 | 196431 | Busbar support (complete) for 2x 60x10mm | EDB | xEnergy Light | 75.1 | 1
| XLADE | Y7-196425 | 196425 | Vertical busbar, lower support | EDB | xEnergy Light | 83.4 | 1
| XLAFCC | Y7-196893 | 196893 | Mounting Sidewall, cover bracket | EDB | xEnergy Light | 28.08 | 1
| XLALB | Y7-196905 | 196905 | Door contact bracket | EDB | xEnergy Light | 47.03 | 1
| XLAMD | Y7-302042 | 302042 | Mounting brackets DIN-Rail | EDB | xEnergy Light | 52.9 | 1
| XLAMM | Y7-302041 | 302041 | Mounting brackets MSW Snap-in | EDB | xEnergy Light | 69.5 | 1
| XLAMPC | Y7-196889 | 196889 | Mounting Plate Connection Bracket (1 Set) | EDB | xEnergy Light | 7.9 | 1
| XLAPAN5 | Y7-196892 | 196892 | Pan Head shoulder screw M5x12 | EDB | xEnergy Light | 0.21 | 50
| XLASAD | Y7-196309 | 196309 | Bracket for GRP stabilizers (set of 10) | EDB | xEnergy Light | 58.7 | 1
| XLASAE | Y7-196738 | 196738 | Earthing bar, free positionable, can be rotated in 25 degree steps | EDB | xEnergy Light | 11.12 | 1
| XLASASYH | Y7-302043 | 302043 | Mounting brackets for SASY60i vertikal | EDB | xEnergy Light | 24.26 | 1
| XLASASYV | Y7-302044 | 302044 | Mounting brackets for SASY60i horizental | EDB | xEnergy Light | 26.08 | 1
| XLASRD4S | Y7-196220 | 196220 | Mounting profile for mounting sidewall, sectiondepth=400 | EDB | xEnergy Light | 18.06 | 1
| XLASRD6 | Y7-196202 | 196202 | Mounting profile for Horizontal Busbar Top, sectiondepth=600 | EDB | xEnergy Light | 15.11 | 1
| XLASRD6S | Y7-196221 | 196221 | Mounting profile for mounting sidewall, sectiondepth=600 | EDB | xEnergy Light | 26.25 | 1
| XLASRD8 | Y7-196203 | 196203 | Mounting profile for Horizontal Busbar Top, sectiondepth=800 | EDB | xEnergy Light | 18.22 | 1
| XLASRD8S | Y7-196222 | 196222 | Mounting profile for mounting sidewall, sectiondepth=800 | EDB | xEnergy Light | 43.39 | 1
| XLASRH14 | Y7-196183 | 196183 | Vertical mounting profile for section height = 1400mm | EDB | xEnergy Light | 42.75 | 1
| XLASRH16 | Y7-196184 | 196184 | Vertical mounting profile for section height = 1600mm | EDB | xEnergy Light | 53.4 | 1
| XLASRH18 | Y7-196185 | 196185 | Vertical mounting profile for section height = 1800mm | EDB | xEnergy Light | 51.3 | 1
| XLASRH20 | Y7-196186 | 196186 | Vertical mounting profile for section height = 2000mm | EDB | xEnergy Light | 51 | 1
| XLASRW10 | Y7-196208 | 196208 | Mounting Kit, Horizontal Busbar Top, Height=200, Width=1000 | EDB | xEnergy Light | 136 | 1
| XLASRW11 | Y7-196209 | 196209 | Mounting Kit, Horizontal Busbar Top, Height=200, Width=1100 | EDB | xEnergy Light | 137.5 | 1
| XLASRW12 | Y7-196210 | 196210 | Mounting Kit, Horizontal Busbar Top, Height=200, Width=1200 | EDB | xEnergy Light | 147.3 | 1
| XLASRW135 | Y7-196211 | 196211 | Mounting Kit, Horizontal Busbar Top, Height=200, Width=1350 | EDB | xEnergy Light | 159.7 | 1
| XLASRW4 | Y7-196204 | 196204 | Mounting Kit, Horizontal Busbar Top, Height=200, Width=425 | EDB | xEnergy Light | 85.4 | 1
| XLASRW6 | Y7-196205 | 196205 | Mounting Kit, Horizontal Busbar Top, Height=200, Width=600 | EDB | xEnergy Light | 107.5 | 1
| XLASRW65 | Y7-196855 | 196855 | Mounting Kit, Horizontal Busbar Top, Height=200, Width=650 | EDB | xEnergy Light | 108.4 | 1
| XLASRW8 | Y7-196206 | 196206 | Mounting Kit, Horizontal Busbar Top, Height=200, Width=800 | EDB | xEnergy Light | 118.8 | 1
| XLASRW85 | Y7-196207 | 196207 | Mounting Kit, Horizontal Busbar Top, Height=200, Width=850 | EDB | xEnergy Light | 111.2 | 1
| XLB0304 | Y7-193060 | 193060 | Base frame for WxD= 300 x 400mm, grey | EDB | xEnergy Light | 435.2 | 1
| XLB0403 | Y7-132926 | 132926 | Base frame for WxD= 425 x 300mm, grey | EDB | xEnergy Light | 323.3 | 1
| XLB0404 | Y7-284231 | 284231 | Base frame for WxD= 425 x 400mm, grey | EDB | xEnergy Light | 311.7 | 1
| XLB0603 | Y7-132928 | 132928 | Base frame for WxD= 600 x 300mm, grey | EDB | xEnergy Light | 353.5 | 1
| XLB0604 | Y7-284234 | 284234 | Base frame for WxD= 600 x 400mm, grey | EDB | xEnergy Light | 336.7 | 1
| XLB06503 | Y7-174269 | 174269 | Base frame for WxD= 650 x 300mm, grey | EDB | xEnergy Light | 344.2 | 1
| XLB06504 | Y7-174270 | 174270 | Base frame for WxD= 650 x 400mm, grey | EDB | xEnergy Light | 498.8 | 1
| XLB0803 | Y7-132930 | 132930 | Base frame for WxD= 650 x 300mm, grey | EDB | xEnergy Light | 385.9 | 1
| XLB0804 | Y7-284237 | 284237 | Base frame for WxD= 800 x 400mm, grey | EDB | xEnergy Light | 363.7 | 1
| XLB08503 | Y7-143342 | 143342 | Base frame for WxD= 850 x 300mm, grey | EDB | xEnergy Light | 404.9 | 1
| XLB08504 | Y7-143343 | 143343 | Base frame for WxD= 850 x 400mm, grey | EDB | xEnergy Light | 376.2 | 1
| XLB1003 | Y7-132932 | 132932 | Base frame for WxD= 1000 x 300mm, grey | EDB | xEnergy Light | 416.5 | 1
| XLB1004 | Y7-284240 | 284240 | Base frame for WxD= 1000 x 400mm, grey | EDB | xEnergy Light | 413.4 | 1
| XLB1103 | Y7-143347 | 143347 | Base frame for WxD= 1100 x 300mm, grey | EDB | xEnergy Light | 433.9 | 1
| XLB1104 | Y7-143348 | 143348 | Base frame for WxD= 1100 x 400mm, grey | EDB | xEnergy Light | 414.7 | 1
| XLB1203 | Y7-132934 | 132934 | Base frame for WxD= 1200 x 300mm, grey | EDB | xEnergy Light | 445.8 | 1
| XLB1204 | Y7-132935 | 132935 | Base frame for WxD= 1200 x 400mm, grey | EDB | xEnergy Light | 419.3 | 1
| XLB1204-SOND-RAL* | Y7-186367 | 186367 | Basic frame, for WxD=1200x400mm, special color | EDB | xEnergy Light | 499.3 | 1
| XLB13503 | Y7-143351 | 143351 | Base frame for WxD= 1350 x 300mm, grey | EDB | xEnergy Light | 470.2 | 1
| XLB13504 | Y7-143352 | 143352 | Base frame for WxD= 1350 x 400mm, grey | EDB | xEnergy Light | 507 | 1
| XLB303 | Y7-193059 | 193059 | Base frame for WxD= 300 x 300mm, grey | EDB | xEnergy Light | 425.5 | 1
| XLC1433 | Y7-187932 | 187932 | Corner frame, steel, grey, HxWxD=1400x450x450mm, grey | EDB | xEnergy Light | 1074 | 1
| XLC1444 | Y7-187936 | 187936 | Corner frame, steel, grey, HxWxD=1400x450x450mm, grey | EDB | xEnergy Light | 1183 | 1
| XLC1633 | Y7-187933 | 187933 | Corner frame, steel, grey, HxWxD=1600x350x350mm, grey | EDB | xEnergy Light | 1138 | 1
| XLC1644 | Y7-187937 | 187937 | Corner frame, steel, grey, HxWxD=1600x450x450mm, grey | EDB | xEnergy Light | 1244 | 1
| XLC1833 | Y7-187934 | 187934 | Corner frame, steel, grey, HxWxD=1800x350x350mm, grey | EDB | xEnergy Light | 1206 | 1
| XLC1844 | Y7-187938 | 187938 | Corner frame, steel, grey, HxWxD=1800x450x450mm, grey | EDB | xEnergy Light | 1332 | 1
| XLC2033 | Y7-187935 | 187935 | Corner frame, steel, grey, HxWxD=2000x350x350mm, grey | EDB | xEnergy Light | 1262 | 1
| XLC2044 | Y7-114795 | 114795 | Corner frame, steel, grey, HxWxD=2000x450x450mm, grey | EDB | xEnergy Light | 1013 | 1
| XLC2055 | Y7-114796 | 114796 | Corner frame, steel, grey, HxWxD=2000x550x550mm, grey | EDB | xEnergy Light | 1127 | 1
| XLFA10 | Y7-196415 | 196415 | Cover frame strip for top or bottom for width = 1000mm, grey | EDB | xEnergy Light | 61.2 | 1
| XLFA11 | Y7-196416 | 196416 | Cover frame strip for top or bottom for width = 1100mm, grey | EDB | xEnergy Light | 58.5 | 1
| XLFA12 | Y7-196417 | 196417 | Cover frame strip for top or bottom for width = 1200mm, grey | EDB | xEnergy Light | 68.1 | 1
| XLFA135 | Y7-196418 | 196418 | Cover frame strip for top or bottom for width = 1350mm, grey | EDB | xEnergy Light | 62.1 | 1
| XLFA2 | Y7-196410 | 196410 | Cover frame strip for top or bottom for width = 200mm, grey | EDB | xEnergy Light | 31.41 | 1
| XLFA4 | Y7-196411 | 196411 | Cover frame strip for top or bottom for width = 400mm, grey | EDB | xEnergy Light | 33.34 | 1
| XLFA6 | Y7-196412 | 196412 | Cover frame strip for top or bottom for width = 600mm, grey | EDB | xEnergy Light | 36.12 | 1
| XLFA65 | Y7-196871 | 196871 | Cover frame strip for top or bottom for width = 650mm, grey | EDB | xEnergy Light | 41.2 | 1
| XLFA8 | Y7-196413 | 196413 | Cover frame strip for top or bottom for width = 800mm, grey | EDB | xEnergy Light | 48.26 | 1
| XLFA85 | Y7-196414 | 196414 | Cover frame strip for top or bottom for width = 850mm, grey | EDB | xEnergy Light | 49.06 | 1
| XLFFL14 | Y7-196856 | 196856 | Mounting Sidewall (left) for Sectionheight 1400mm, Sectiondepth 400mm | EDB | xEnergy Light | 199.7 | 1
| XLFFL16 | Y7-196857 | 196857 | Mounting Sidewall (left) for Sectionheight 1600mm, Sectiondepth 400mm | EDB | xEnergy Light | 209.4 | 1
| XLFFL18 | Y7-196858 | 196858 | Mounting Sidewall (left) for Sectionheight 1800mm, Sectiondepth 400mm | EDB | xEnergy Light | 239.5 | 1
| XLFFL20 | Y7-196859 | 196859 | Mounting Sidewall (left) for Sectionheight 2000mm, Sectiondepth 400mm | EDB | xEnergy Light | 263.4 | 1
| XLFFR14 | Y7-196212 | 196212 | Mounting Sidewall for Sectionheight 1400mm, Sectiondepth 400mm | EDB | xEnergy Light | 169.2 | 1
| XLFFR16 | Y7-196213 | 196213 | Mounting Sidewall for Sectionheight 1600mm, Sectiondepth 400mm | EDB | xEnergy Light | 190 | 1
| XLFFR18 | Y7-196214 | 196214 | Mounting Sidewall for Sectionheight 1800mm, Sectiondepth 400mm | EDB | xEnergy Light | 213.7 | 1
| XLFFR20 | Y7-196215 | 196215 | Mounting Sidewall for Sectionheight 2000mm, Sectiondepth 400mm | EDB | xEnergy Light | 240.9 | 1
| XLFGC22 | Y7-196420 | 196420 | Front plate for busbars, blind, HxW= 200 x 200mm | EDB | xEnergy Light | 27.03 | 1
| XLFGV220 | Y7-196419 | 196419 | Front plate for busbars, ventilated, HxW= 1400-2000 x 200mm | EDB | xEnergy Light | 111.9 | 1
| XLFN13HF14 | Y7-196355 | 196355 | Front plate for NZM1, HxW= 100 x 400mm | EDB | xEnergy Light | 51.1 | 1
| XLFN13HF16 | Y7-196356 | 196356 | Front plate for NZM1, HxW= 100 x 600mm | EDB | xEnergy Light | 44.45 | 1
| XLFN13HF18 | Y7-196357 | 196357 | Front plate for NZM1, HxW= 100 x 800mm | EDB | xEnergy Light | 47.23 | 1
| XLFN14HF154 | Y7-196358 | 196358 | Front plate for NZM1, HxW= 150 x 400mm | EDB | xEnergy Light | 31.74 | 1
| XLFN14HF156 | Y7-196359 | 196359 | Front plate for NZM1, HxW= 150 x 600mm | EDB | xEnergy Light | 33.34 | 1
| XLFN14HF158 | Y7-196360 | 196360 | Front plate for NZM1, HxW= 150 x 800mm | EDB | xEnergy Light | 43.31 | 1
| XLFN23HF156 | Y7-196362 | 196362 | Front plate for NZM2, HxW= 150 x 600mm | EDB | xEnergy Light | 30.56 | 1
| XLFN23HF158 | Y7-196363 | 196363 | Front plate for NZM2, HxW= 150 x 800mm | EDB | xEnergy Light | 41.9 | 1
| XLFN24HF154 | Y7-196361 | 196361 | Front plate for NZM2, HxW= 150 x 400mm | EDB | xEnergy Light | 31.74 | 1
| XLFN24HF24 | Y7-196364 | 196364 | Front plate for NZM2, HxW= 200 x 400mm | EDB | xEnergy Light | 34.25 | 1
| XLFN24HF26 | Y7-196365 | 196365 | Front plate for NZM2, HxW= 200 x 600mm | EDB | xEnergy Light | 47.56 | 1
| XLFN24HF28 | Y7-196366 | 196366 | Front plate for NZM2, HxW= 200 x 800mm | EDB | xEnergy Light | 48.34 | 1
| XLFN33HF26 | Y7-196869 | 196869 | Front plate for NZM3, HxW= 200 x 600mm | EDB | xEnergy Light | 50.7 | 1
| XLFN33HF28 | Y7-196870 | 196870 | Front plate for NZM3, HxW= 200 x 800mm | EDB | xEnergy Light | 63 | 1
| XLFN34HF256 | Y7-196367 | 196367 | Front plate for NZM3, HxW= 250 x 600mm | EDB | xEnergy Light | 68.6 | 1
| XLFN34HF258 | Y7-196368 | 196368 | Front plate for NZM3, HxW= 250 x 800mm | EDB | xEnergy Light | 62.6 | 1
| XLFP | Y7-196426 | 196426 | Adaptor profile for Profi+ | EDB | xEnergy Light | 53.5 | 1
| XLFP23HF154 | Y7-196375 | 196375 | Front plate for PDE2, HxW= 150 x 400mm | EDB | xEnergy Light | 31.54 | 1
| XLFP23HF156 | Y7-196376 | 196376 | Front plate for PDE2, HxW= 150 x 600mm | EDB | xEnergy Light | 40.73 | 1
| XLFP23HF158 | Y7-196377 | 196377 | Front plate for PDE2, HxW= 150 x 800mm | EDB | xEnergy Light | 42.86 | 1
| XLFP24HF24 | Y7-196378 | 196378 | Front plate for PDE2, HxW= 200 x 400mm | EDB | xEnergy Light | 34.31 | 1
| XLFP24HF26 | Y7-196379 | 196379 | Front plate for PDE2, HxW= 200 x 600mm | EDB | xEnergy Light | 44.73 | 1
| XLFP24HF28 | Y7-196380 | 196380 | Front plate for PDE2, HxW= 200 x 800mm | EDB | xEnergy Light | 48.15 | 1
| XLFP34HF256 | Y7-196381 | 196381 | Front plate for PDE3, HxW= 250 x 600mm | EDB | xEnergy Light | 48.5 | 1
| XLFP34HF258 | Y7-196382 | 196382 | Front plate for PDE3, HxW= 250 x 800mm | EDB | xEnergy Light | 52.7 | 1
| XLFS14 | Y7-196421 | 196421 | Front plate for Cable Duct 75mm, vertical for section height 1400mm | EDB | xEnergy Light | 35.48 | 1
| XLFS16 | Y7-196422 | 196422 | Front plate for Cable Duct 75mm, vertical for section height 1600mm | EDB | xEnergy Light | 42.08 | 1
| XLFS18 | Y7-196423 | 196423 | Front plate for Cable Duct 75mm, vertical for section height 1800mm | EDB | xEnergy Light | 45.7 | 1
| XLFS20 | Y7-196424 | 196424 | Front plate for Cable Duct 75mm, vertical for section height 2000mm | EDB | xEnergy Light | 49.18 | 1
| XLFTQ0 | Y7-302320 | 302320 | Terminal cover QSA size 0 xF | EDB | xEnergy Light | 77.9 | 1
| XLFTQ0N | Y7-302321 | 302321 | Terminal cover QSA size 0+N xF | EDB | xEnergy Light | 91.8 | 1
| XLFTQ1 | Y7-302322 | 302322 | Terminal cover QSA size 1 xF | EDB | xEnergy Light | 83.4 | 1
| XLFTQ1N | Y7-302323 | 302323 | Terminal cover QSA size 1+N xF | EDB | xEnergy Light | 97.3 | 1
| XLFTQ2 | Y7-302326 | 302326 | Terminal cover QSA size 2 xF | EDB | xEnergy Light | 119.5 | 1
| XLFTQ2N | Y7-302327 | 302327 | Terminal cover QSA size 2+N xF | EDB | xEnergy Light | 133.4 | 1
| XLFTQ3 | Y7-302328 | 302328 | Terminal cover QSA size 3 xF | EDB | xEnergy Light | 139 | 1
| XLFTQ3N | Y7-302330 | 302330 | Terminal cover QSA size 3+N xF | EDB | xEnergy Light | 152.9 | 1
| XLH14 | Y7-132937 | 132937 | Height section, Height = 1400mm, grey | EDB | xEnergy Light | 245.9 | 1
| XLH16 | Y7-132938 | 132938 | Height section, Height = 1600mm, grey | EDB | xEnergy Light | 199.7 | 1
| XLH18 | Y7-132939 | 132939 | Height section, Height = 1800mm, grey | EDB | xEnergy Light | 225.5 | 1
| XLHNPB | Y7-301276 | 301276 | Mounting brackets for NZM an NH shrouding Kit | EDB | xEnergy Light | 41.67 | 4
| XLMF2N3VF56 | Y7-196293 | 196293 | Front plate for 2x NZM3, HxW= 500 x 600mm | EDB | xEnergy Light | 168.6 | 1
| XLMF2N3VF58 | Y7-196297 | 196297 | Front plate for 2x NZM3, HxW= 500 x 800mm | EDB | xEnergy Light | 168.8 | 1
| XLMF2N4VF76 | Y7-196273 | 196273 | Front plate for 2x NZM4, HxW= 700 x 800mm | EDB | xEnergy Light | 196.1 | 1
| XLMF2N4VF78 | Y7-196283 | 196283 | Front plate for 2x NZM4, HxW= 700 x 600mm | EDB | xEnergy Light | 225.8 | 1
| XLMF2P3VF56 | Y7-196306 | 196306 | Front plate for 2x PDE3, HxW= 500 x 600mm | EDB | xEnergy Light | 111.2 | 1
| XLMF2P3VF58 | Y7-196308 | 196308 | Front plate for 2x PDE3, HxW= 500 x 800mm | EDB | xEnergy Light | 143 | 1
| XLMF2P4VF76 | Y7-196300 | 196300 | Front plate for 2x PDE4, HxW= 700 x 600mm | EDB | xEnergy Light | 153.2 | 1
| XLMF2P4VF78 | Y7-196303 | 196303 | Front plate for 2xPDE4, HxW= 700 x 800mm | EDB | xEnergy Light | 166 | 1
| XLMFA16F4 | Y7-196232 | 196232 | Front plate for IZMX16 fixed, HxW= 500 x 400mm | EDB | xEnergy Light | 94.7 | 1
| XLMFA16F6 | Y7-196233 | 196233 | Front plate for IZMX16 fixed, HxW= 500 x 600mm | EDB | xEnergy Light | 121.1 | 1
| XLMFA16F8 | Y7-196234 | 196234 | Front plate for IZMX16 fixed, HxW= 500 x 800mm | EDB | xEnergy Light | 137.3 | 1
| XLMFA16W4 | Y7-196235 | 196235 | Front plate for IZMX16 withd., HxW= 500 x 400mm | EDB | xEnergy Light | 96.1 | 1
| XLMFA16W6 | Y7-196236 | 196236 | Front plate for IZMX16 withd., HxW= 500 x 600mm | EDB | xEnergy Light | 122.4 | 1
| XLMFA16W8 | Y7-196237 | 196237 | Front plate for IZMX16 withd., HxW= 500 x 800mm | EDB | xEnergy Light | 138.6 | 1
| XLMFA40F6 | Y7-196238 | 196238 | Front plate for IZMX40 fixed, HxW= 500 x 600mm | EDB | xEnergy Light | 137.7 | 1
| XLMFA40F8 | Y7-196239 | 196239 | Front plate for IZMX40 fixed, HxW= 500 x 800mm | EDB | xEnergy Light | 157.5 | 1
| XLMFA40W6 | Y7-196240 | 196240 | Front plate for IZMX40 withd., HxW= 500 x 600mm | EDB | xEnergy Light | 137.7 | 1
| XLMFA40W8 | Y7-196243 | 196243 | Front plate for IZMX40 withd., HxW= 500 x 800mm | EDB | xEnergy Light | 155.1 | 1
| XLMFAVF6 | Y7-196248 | 196248 | Front plate for PSL fixed, HxW= 500 x 600mm | EDB | xEnergy Light | 137.3 | 1
| XLMFAVF8 | Y7-196249 | 196249 | Front plate for PSL fixed, HxW= 500 x 800mm | EDB | xEnergy Light | 146.7 | 1
| XLMFAVW6 | Y7-196250 | 196250 | Front plate for PSL withd., HxW= 500 x 600mm | EDB | xEnergy Light | 138.2 | 1
| XLMFAVW8 | Y7-196257 | 196257 | Front plate for PSL withd., HxW= 500 x 800mm | EDB | xEnergy Light | 158.8 | 1
| XLMFGC0110 | Y7-301279 | 301279 | Front plate, blind, H x W = 1000 x 1000 mm | EDB | xEnergy Light | 56.2 | 1
| XLMFGC054 | Y7-196321 | 196321 | Front plate, blind, HxW= 50 x 400mm | EDB | xEnergy Light | 22.23 | 1
| XLMFGC056 | Y7-196333 | 196333 | Front plate, blind, HxW= 50 x 600mm | EDB | xEnergy Light | 22.23 | 1
| XLMFGC058 | Y7-196344 | 196344 | Front plate, blind, HxW= 50 x 800mm | EDB | xEnergy Light | 26.39 | 1
| XLMFGC14 | Y7-196322 | 196322 | Front plate, blind, HxW= 100 x 400mm | EDB | xEnergy Light | 34.46 | 1
| XLMFGC1510 | Y7-301280 | 301280 | Front plate, blind, H x W = 150 x 1000 mm | EDB | xEnergy Light | 59.4 | 1
| XLMFGC154 | Y7-196323 | 196323 | Front plate, blind, HxW= 150 x 400mm | EDB | xEnergy Light | 30.73 | 1
| XLMFGC156 | Y7-196335 | 196335 | Front plate, blind, HxW= 150 x 600mm | EDB | xEnergy Light | 40.2 | 1
| XLMFGC158 | Y7-196346 | 196346 | Front plate, blind, HxW= 150 x 800mm | EDB | xEnergy Light | 41.67 | 1
| XLMFGC16 | Y7-196334 | 196334 | Front plate, blind, HxW= 100 x 600mm | EDB | xEnergy Light | 36.82 | 1
| XLMFGC18 | Y7-196345 | 196345 | Front plate, blind, HxW= 100 x 800mm | EDB | xEnergy Light | 37.48 | 1
| XLMFGC24 | Y7-196324 | 196324 | Front plate, blind, HxW= 200 x 400mm | EDB | xEnergy Light | 33.34 | 1
| XLMFGC254 | Y7-196325 | 196325 | Front plate, blind, HxW= 250 x 400mm | EDB | xEnergy Light | 36.93 | 1
| XLMFGC256 | Y7-196337 | 196337 | Front plate, blind, HxW= 250 x 600mm | EDB | xEnergy Light | 51.2 | 1
| XLMFGC258 | Y7-196348 | 196348 | Front plate, blind, HxW= 250 x 800mm | EDB | xEnergy Light | 50.1 | 1
| XLMFGC26 | Y7-196336 | 196336 | Front plate, blind, HxW= 200 x 600mm | EDB | xEnergy Light | 43.46 | 1
| XLMFGC28 | Y7-196347 | 196347 | Front plate, blind, HxW= 200 x 800mm | EDB | xEnergy Light | 47.33 | 1
| XLMFGC34 | Y7-196326 | 196326 | Front plate, blind, HxW= 300 x 400mm | EDB | xEnergy Light | 38.89 | 1
| XLMFGC354 | Y7-196328 | 196328 | Front plate, blind, HxW= 350 x 400mm | EDB | xEnergy Light | 42.25 | 1
| XLMFGC356 | Y7-196340 | 196340 | Front plate, blind, HxW= 350 x 600mm | EDB | xEnergy Light | 59.2 | 1
| XLMFGC358 | Y7-196351 | 196351 | Front plate, blind, HxW= 350 x 800mm | EDB | xEnergy Light | 63.6 | 1
| XLMFGC36 | Y7-196338 | 196338 | Front plate, blind, HxW= 300 x 600mm | EDB | xEnergy Light | 55.3 | 1
| XLMFGC38 | Y7-196349 | 196349 | Front plate, blind, HxW= 300 x 800mm | EDB | xEnergy Light | 58.1 | 1
| XLMFGC410 | Y7-301281 | 301281 | Front plate, blind, H x W = 400 x 1000 mm | EDB | xEnergy Light | 95.1 | 1
| XLMFGC44 | Y7-196329 | 196329 | Front plate, blind, HxW= 400 x 400mm | EDB | xEnergy Light | 44.45 | 1
| XLMFGC46 | Y7-196341 | 196341 | Front plate, blind, HxW= 400 x 600mm | EDB | xEnergy Light | 64.1 | 1
| XLMFGC48 | Y7-196352 | 196352 | Front plate, blind, HxW= 400 x 800mm | EDB | xEnergy Light | 69.4 | 1
| XLMFGC510 | Y7-301282 | 301282 | Front plate, blind, H x W = 500 x 1000 mm | EDB | xEnergy Light | 108.4 | 1
| XLMFGC54 | Y7-196330 | 196330 | Front plate, blind, HxW= 500 x 400mm | EDB | xEnergy Light | 57.9 | 1
| XLMFGC56 | Y7-196342 | 196342 | Front plate, blind, HxW= 500 x 600mm | EDB | xEnergy Light | 71.4 | 1
| XLMFGC58 | Y7-196353 | 196353 | Front plate, blind, HxW= 500 x 800mm | EDB | xEnergy Light | 79.3 | 1
| XLMFGC76 | Y7-306408 | 306408 | Front plate, hinged, blind, HxW= 700 x 600mm made of 1mm sheetsteel powder coated in SOND-RAL structure finish | EDB | xEnergy Light | 69.5 | 1
| XLMFGC86 | Y7-306414 | 306414 | Front plate, hinged, blind, HxW= 800 x 600mm made of 1mm sheetsteel powder coated in SOND-RAL structure finish | EDB | xEnergy Light | 76.5 | 1
| XLMFGV054 | Y7-196354 | 196354 | Front plate, ventilated, HxW= 50 x 400mm | EDB | xEnergy Light | 19.45 | 1
| XLMFGV056 | Y7-196332 | 196332 | Front plate, ventilated, HxW= 50 x 600mm | EDB | xEnergy Light | 23.9 | 1
| XLMFGV058 | Y7-196343 | 196343 | Front plate, ventilated, HxW= 50 x 800mm | EDB | xEnergy Light | 27.38 | 1
| XLMFGV310 | Y7-301278 | 301278 | Front plate, ventilated, H x W = 300 x 1000 mm | EDB | xEnergy Light | 86.4 | 1
| XLMFGV34 | Y7-196327 | 196327 | Front plate, ventilated, HxW= 300 x 400mm | EDB | xEnergy Light | 41.88 | 1
| XLMFGV36 | Y7-196339 | 196339 | Front plate, ventilated, HxW= 300 x 600mm | EDB | xEnergy Light | 59.7 | 1
| XLMFGV38 | Y7-196350 | 196350 | Front plate, ventilated, HxW= 300 x 800mm | EDB | xEnergy Light | 64.4 | 1
| XLMFMD014 | Y7-196896 | 196896 | Front plate with 45mm DIN-cutout, HxW= 100 x 400mm | EDB | xEnergy Light | 34.34 | 1
| XLMFMD0154 | Y7-196899 | 196899 | Front plate with 45mm DIN-cutout, HxW= 150 x 400mm | EDB | xEnergy Light | 39.5 | 1
| XLMFMD0156 | Y7-196900 | 196900 | Front plate with 45mm DIN-cutout, HxW= 150 x 600mm | EDB | xEnergy Light | 40.7 | 1
| XLMFMD0158 | Y7-196901 | 196901 | Front plate with 45mm DIN-cutout, HxW= 150 x 800mm | EDB | xEnergy Light | 45.15 | 1
| XLMFMD016 | Y7-196897 | 196897 | Front plate with 45mm DIN-cutout, HxW= 100 x 600mm | EDB | xEnergy Light | 34.71 | 1
| XLMFMD018 | Y7-196898 | 196898 | Front plate with 45mm DIN-cutout, HxW= 100 x 800mm | EDB | xEnergy Light | 39.31 | 1
| XLMFMD024 | Y7-196902 | 196902 | Front plate with 45mm DIN-cutout, HxW= 200 x 400mm | EDB | xEnergy Light | 39.74 | 1
| XLMFMD026 | Y7-196903 | 196903 | Front plate with 45mm DIN-cutout, HxW= 200 x 600mm | EDB | xEnergy Light | 46.53 | 1
| XLMFMD028 | Y7-196904 | 196904 | Front plate with 45mm DIN-cutout, HxW= 200 x 800mm | EDB | xEnergy Light | 50.8 | 1
| XLMFN3VF54 | Y7-196285 | 196285 | Front plate for NZM3, HxW= 500 x 400mm | EDB | xEnergy Light | 72.5 | 1
| XLMFN3VF56 | Y7-196290 | 196290 | Front plate for NZM3, HxW= 500 x 600mm | EDB | xEnergy Light | 81.2 | 1
| XLMFN3VF58 | Y7-196296 | 196296 | Front plate for NZM3, HxW= 500 x 800mm | EDB | xEnergy Light | 101 | 1
| XLMFN4VF74 | Y7-196269 | 196269 | Front plate for NZM4, HxW= 700 x 400mm | EDB | xEnergy Light | 90.6 | 1
| XLMFN4VF76 | Y7-196270 | 196270 | Front plate for NZM4, HxW= 700 x 600mm | EDB | xEnergy Light | 101.9 | 1
| XLMFN4VF78 | Y7-196280 | 196280 | Front plate for 2x NZM4, HxW= 700 x 800mm | EDB | xEnergy Light | 119.3 | 1
| XLMFP33HF26 | Y7-196894 | 196894 | Front plate for PDE3 horizontal, HxW= 200 x 600mm | EDB | xEnergy Light | 43.77 | 1
| XLMFP33HF28 | Y7-196895 | 196895 | Front plate for PDE3 horizontal, HxW= 200 x 800mm | EDB | xEnergy Light | 46.93 | 1
| XLMFP3VF54 | Y7-196304 | 196304 | Front plate for PDE3 vertical, HxW= 500 x 400mm | EDB | xEnergy Light | 69.6 | 1
| XLMFP3VF56 | Y7-196305 | 196305 | Front plate for PDE3 vertical, HxW= 500 x 600mm | EDB | xEnergy Light | 83.1 | 1
| XLMFP3VF58 | Y7-196307 | 196307 | Front plate for PDE3 vertical, HxW= 500 x 800mm | EDB | xEnergy Light | 91.2 | 1
| XLMFP4VF74 | Y7-196298 | 196298 | Front plate for PDE4, HxW= 700 x 400mm | EDB | xEnergy Light | 86.6 | 1
| XLMFP4VF76 | Y7-196299 | 196299 | Front plate for PDE4, HxW= 700 x 600mm | EDB | xEnergy Light | 98.3 | 1
| XLMFP4VF78 | Y7-196301 | 196301 | Front plate for PDE4, HxW= 700 x 800mm | EDB | xEnergy Light | 115.5 | 1
| XLMMGFB | Y7-196890 | 196890 | Fixing Bracket (1 pair) | EDB | xEnergy Light | 13.01 | 1
| XLMMPA4 | Y7-196229 | 196229 | Mounting profile for ACBs/Switch Disconnectors for 400mm module width | EDB | xEnergy Light | 44.67 | 1
| XLMMPA6 | Y7-196230 | 196230 | Mounting profile for ACBs/Switch Disconnectors for 600mm module width | EDB | xEnergy Light | 68.2 | 1
| XLMMPA8 | Y7-196231 | 196231 | Mounting profile for ACBs/Switch Disconnectors for 800mm module width | EDB | xEnergy Light | 82 | 1
| XLMMS3V4 | Y7-196263 | 196263 | Mounting profile for MCCBs/Fuse Switch Disconnectors for 400mm module width | EDB | xEnergy Light | 77.5 | 1
| XLMMS3V6 | Y7-196264 | 196264 | Mounting profile for MCCBs/Fuse Switch Disconnectors for 600mm module width | EDB | xEnergy Light | 112.1 | 1
| XLMMS3V8 | Y7-196265 | 196265 | Mounting profile for MCCBs/Fuse Switch Disconnectors for 800mm module width | EDB | xEnergy Light | 116.6 | 1
| XLMMSH14 | Y7-196383 | 196383 | Mounting plate for MCCBs/Fuse Switch Disconnectors, HxW 100 x 400mm | EDB | xEnergy Light | 33.34 | 1
| XLMMSH154 | Y7-196386 | 196386 | Mounting plate for MCCBs/Fuse Switch Disconnectors, HxW 150 x 400mm | EDB | xEnergy Light | 41.67 | 1
| XLMMSH156 | Y7-196387 | 196387 | Mounting plate for MCCBs/Fuse Switch Disconnectors, HxW 150 x 600mm | EDB | xEnergy Light | 45.08 | 1
| XLMMSH158 | Y7-196388 | 196388 | Mounting plate for MCCBs/Fuse Switch Disconnectors, HxW 150 x 800mm | EDB | xEnergy Light | 59.1 | 1
| XLMMSH16 | Y7-196384 | 196384 | Mounting plate for MCCBs/Fuse Switch Disconnectors, HxW 100 x 600mm | EDB | xEnergy Light | 36.12 | 1
| XLMMSH18 | Y7-196385 | 196385 | Mounting plate for MCCBs/Fuse Switch Disconnectors, HxW 100 x 800mm | EDB | xEnergy Light | 44.91 | 1
| XLMMSH24 | Y7-196389 | 196389 | Mounting plate for MCCBs/Fuse Switch Disconnectors, HxW 200 x 400mm | EDB | xEnergy Light | 48.62 | 1
| XLMMSH254 | Y7-196392 | 196392 | Mounting plate for MCCBs/Fuse Switch Disconnectors, HxW 250 x 400mm | EDB | xEnergy Light | 41.67 | 1
| XLMMSH256 | Y7-196393 | 196393 | Mounting plate for MCCBs/Fuse Switch Disconnectors, HxW 250 x 600mm | EDB | xEnergy Light | 62.7 | 1
| XLMMSH258 | Y7-196394 | 196394 | Mounting plate for MCCBs/Fuse Switch Disconnectors, HxW 250 x 800mm | EDB | xEnergy Light | 69.1 | 1
| XLMMSH26 | Y7-196390 | 196390 | Mounting plate for MCCBs/Fuse Switch Disconnectors, HxW 200 x 600mm | EDB | xEnergy Light | 59.4 | 1
| XLMMSH28 | Y7-196391 | 196391 | Mounting plate for MCCBs/Fuse Switch Disconnectors, HxW 200 x 800mm | EDB | xEnergy Light | 71.3 | 1
| XLMMSH34 | Y7-196395 | 196395 | Mounting plate for MCCBs/Fuse Switch Disconnectors, HxW 300 x 400mm | EDB | xEnergy Light | 41.67 | 1
| XLMMSH354 | Y7-196398 | 196398 | Mounting plate for MCCBs/Fuse Switch Disconnectors, HxW 350 x 400mm | EDB | xEnergy Light | 46.94 | 1
| XLMMSH356 | Y7-196399 | 196399 | Mounting plate for MCCBs/Fuse Switch Disconnectors, HxW 350 x 600mm | EDB | xEnergy Light | 58.1 | 1
| XLMMSH358 | Y7-196400 | 196400 | Mounting plate for MCCBs/Fuse Switch Disconnectors, HxW 350 x 800mm | EDB | xEnergy Light | 70.7 | 1
| XLMMSH36 | Y7-196396 | 196396 | Mounting plate for MCCBs/Fuse Switch Disconnectors, HxW 300 x 600mm | EDB | xEnergy Light | 54 | 1
| XLMMSH38 | Y7-196397 | 196397 | Mounting plate for MCCBs/Fuse Switch Disconnectors, HxW 300 x 800mm | EDB | xEnergy Light | 63.5 | 1
| XLMMSH44 | Y7-196401 | 196401 | Mounting plate for MCCBs/Fuse Switch Disconnectors, HxW 400 x 400mm | EDB | xEnergy Light | 53.1 | 1
| XLMMSH46 | Y7-196402 | 196402 | Mounting plate for MCCBs/Fuse Switch Disconnectors, HxW 400 x 600mm | EDB | xEnergy Light | 62 | 1
| XLMMSH48 | Y7-196403 | 196403 | Mounting plate for MCCBs/Fuse Switch Disconnectors, HxW 400 x 800mm | EDB | xEnergy Light | 74.7 | 1
| XLMMSH54 | Y7-196404 | 196404 | Mounting plate for MCCBs/Fuse Switch Disconnectors, HxW 500 x 400mm | EDB | xEnergy Light | 55.2 | 1
| XLMMSH56 | Y7-196405 | 196405 | Mounting plate for MCCBs/Fuse Switch Disconnectors, HxW 500 x 600mm | EDB | xEnergy Light | 70.3 | 1
| XLMMSH58 | Y7-196406 | 196406 | Mounting plate for MCCBs/Fuse Switch Disconnectors, HxW 500 x 800mm | EDB | xEnergy Light | 86 | 1
| XLMMSH76 | Y7-306402 | 306402 | Mounting plate for MCCBs/Fuse Switch Disconnectors, 2mm galvanized sheetsteel, Height 700mm, for modulewidth 600mm | EDB | xEnergy Light | 80.5 | 1
| XLMMSH86 | Y7-306404 | 306404 | Mounting plate for MCCBs/Fuse Switch Disconnectors, 2mm galvanized sheetsteel, Height 800mm, for modulewidth 600mm | EDB | xEnergy Light | 88.9 | 1
| XLMWL14 | Y7-196906 | 196906 | Mounting sidewall separation, rear IP2X for Sectionheight 1400mm | EDB | xEnergy Light | 47.17 | 1
| XLMWL16 | Y7-196907 | 196907 | Mounting sidewall separation, rear IP2X for Sectionheight 1600mm | EDB | xEnergy Light | 49.21 | 1
| XLMWL18 | Y7-196908 | 196908 | Mounting sidewall separation, rear IP2X for Sectionheight 1800mm | EDB | xEnergy Light | 57 | 1
| XLMWL20 | Y7-196909 | 196909 | Mounting sidewall separation, rear IP2X for Sectionheight 2000mm | EDB | xEnergy Light | 60.2 | 1
| XLNHNA10 | Y7-301059 | 301059 | mounting kit for NZM adapter W1000 | EDB | xEnergy Light | 455.2 | 1
| XLNHNA6 | Y7-301041 | 301041 | mounting kit for NZM adapter W600 | EDB | xEnergy Light | 306.1 | 1
| XLNHNA8 | Y7-301045 | 301045 | mounting kit for NZM adapter W800 | EDB | xEnergy Light | 386.4 | 1
| XLNHNC3 | Y7-301096 | 301096 | NZM adapter space-holder for NZM3 | EDB | xEnergy Light | 47.62 | 1
| XLNHNC4 | Y7-301116 | 301116 | NZM adapter space-holder for NZM4 | EDB | xEnergy Light | 59.3 | 1
| XLNHNTN3 | Y7-301134 | 301134 | Terminal Separation cover NZM3 Adapter | EDB | xEnergy Light | 62.7 | 1
| XLNHNTN4 | Y7-301135 | 301135 | Terminal Separation cover NZM4 Adapter | EDB | xEnergy Light | 96.4 | 1
| XLNHNTN4C | Y7-301155 | 301155 | Terminal Separation cover NZM4 Adapter, connection expansion | EDB | xEnergy Light | 140.4 | 1
| XLNHPN | Y7-301274 | 301274 | NZM Adapter Bus Bar Seperation Kit | EDB | xEnergy Light | 314.3 | 1
| XLNHPS | Y7-301209 | 301209 | NH-SL Bus Bar Seperation Kit | EDB | xEnergy Light | 282 | 1
| XLNHSA10 | Y7-300999 | 300999 | Mounting kit for fuse combination unit, covering multiple sections, section w=1000mm | EDB | xEnergy Light | 276.6 | 1
| XLNHSA6 | Y7-300997 | 300997 | Mounting kit for fuse combination unit, covering multiple sections, section w=600mm | EDB | xEnergy Light | 214.9 | 1
| XLNHSA8 | Y7-300998 | 300998 | Mounting kit for fuse combination unit, covering multiple sections, section w=800mm | EDB | xEnergy Light | 243 | 1
| XLNHSC00 | Y7-301036 | 301036 | Empty section cover, SL sice 00, W=50mm | EDB | xEnergy Light | 39.59 | 1
| XLNHSC01 | Y7-301038 | 301038 | Empty section cover, SL sice 01, W=100mm | EDB | xEnergy Light | 42.77 | 1
| XLPA16B4 | Y7-196258 | 196258 | Separation, ACB module, width 400mm | EDB | xEnergy Light | 39.74 | 1
| XLPA16B6 | Y7-196259 | 196259 | Separation, ACB module, width 600mm | EDB | xEnergy Light | 73.5 | 1
| XLPA16B8 | Y7-196260 | 196260 | Separation, ACB module, width 800mm | EDB | xEnergy Light | 89.4 | 1
| XLPBT41 | Y7-196852 | 196852 | Main busbar separation, top busbars, BxT 100 x 400mm | EDB | xEnergy Light | 20.01 | 1
| XLPBT42 | Y7-196198 | 196198 | Main busbar separation, top busbars, BxT 200 x 400mm | EDB | xEnergy Light | 20.66 | 1
| XLPBT61 | Y7-196853 | 196853 | Main busbar separation, top busbars, BxT 100 x 600mm | EDB | xEnergy Light | 23.36 | 1
| XLPBT62 | Y7-196199 | 196199 | Main busbar separation, top busbars, BxT 200 x 600mm | EDB | xEnergy Light | 30.28 | 1
| XLPBT81 | Y7-196854 | 196854 | Main busbar separation, top busbars, BxT 100 x 800mm | EDB | xEnergy Light | 28.26 | 1
| XLPBT82 | Y7-196201 | 196201 | Main busbar separation, top busbars, BxT 200 x 800mm | EDB | xEnergy Light | 35.1 | 1
| XLPCG | Y7-196320 | 196320 | Separation, ACB/MCCB module | EDB | xEnergy Light | 24.01 | 1
| XLPCR4 | Y7-196266 | 196266 | Separation, MCCB/FSD module, width 400mm | EDB | xEnergy Light | 92.3 | 1
| XLPCR6 | Y7-196267 | 196267 | Separation, MCCB/FSD module, width 600mm | EDB | xEnergy Light | 116.4 | 1
| XLPCR8 | Y7-196268 | 196268 | Separation, MCCB/FSD module, width 800mm | EDB | xEnergy Light | 150.7 | 1
| XLPF14 | Y7-196216 | 196216 | Mounting Sidewall for Sectionheight 1400mm, depth 200mm | EDB | xEnergy Light | 111.9 | 1
| XLPF16 | Y7-196217 | 196217 | Mounting Sidewall for Sectionheight 1600mm, depth 200mm | EDB | xEnergy Light | 129.9 | 1
| XLPF18 | Y7-196218 | 196218 | Mounting Sidewall for Sectionheight 1800mm, depth 200mm | EDB | xEnergy Light | 125.8 | 1
| XLPF20 | Y7-196219 | 196219 | Mounting Sidewall for Sectionheight 2000mm, depth 200mm | EDB | xEnergy Light | 159.3 | 1
| XLPO4 | Y7-196226 | 196226 | Separation, ACB/MCCB module, width 400mm | EDB | xEnergy Light | 389 | 1
| XLPO6 | Y7-196227 | 196227 | Separation, ACB/MCCB module, width 600mm | EDB | xEnergy Light | 582 | 1
| XLPO8 | Y7-196228 | 196228 | Separation, ACB/MCCB module, width 800mm | EDB | xEnergy Light | 775 | 1
| XLPTD1 | Y7-300989 | 300989 | Terminal cover Dumeco 160A | EDB | xEnergy Light | 78.4 | 1
| XLPTD10 | Y7-196866 | 196866 | Terminal cover | EDB | xEnergy Light | 190.1 | 1
| XLPTD16 | Y7-196867 | 196867 | Terminal cover | EDB | xEnergy Light | 227.9 | 1
| XLPTD2 | Y7-300990 | 300990 | Terminal cover Dumeco 250-400A | EDB | xEnergy Light | 89.4 | 1
| XLPTD3 | Y7-300991 | 300991 | Terminal cover Dumeco 630A | EDB | xEnergy Light | 111.9 | 1
| XLPTD4 | Y7-196318 | 196318 | Terminal cover | EDB | xEnergy Light | 145.9 | 1
| XLPTM33 | Y7-196862 | 196862 | Terminal cover NZM3/PDE3 3P | EDB | xEnergy Light | 41.51 | 1
| XLPTM34 | Y7-196863 | 196863 | Terminal cover NZM3/PDE3 4P | EDB | xEnergy Light | 45.03 | 1
| XLPTM43 | Y7-196864 | 196864 | Terminal cover NZM4/PDE4 3P | EDB | xEnergy Light | 56.3 | 1
| XLPTM44 | Y7-196865 | 196865 | Terminal cover NZM4/PDE4 4P | EDB | xEnergy Light | 62.5 | 1
| XLPTN13 | Y7-196310 | 196310 | Terminal cover NZM1/PDE1 3P | EDB | xEnergy Light | 69.5 | 1
| XLPTN14 | Y7-196314 | 196314 | Terminal cover NZM1/PDE1 4P | EDB | xEnergy Light | 83.4 | 1
| XLPTN23 | Y7-196311 | 196311 | Terminal cover NZM2/PDE2 3P | EDB | xEnergy Light | 90.4 | 1
| XLPTN24 | Y7-196315 | 196315 | Terminal cover NZM2/PDE2 4P | EDB | xEnergy Light | 97.3 | 1
| XLPTN33 | Y7-196312 | 196312 | Terminal cover NZM3/PDE3 3P | EDB | xEnergy Light | 97.3 | 1
| XLPTN34 | Y7-196316 | 196316 | Terminal cover NZM3/PDE3 4P | EDB | xEnergy Light | 104.3 | 1
| XLPTP33 | Y7-196860 | 196860 | Terminal cover PDE3 3P | EDB | xEnergy Light | 81.5 | 1
| XLPTP34 | Y7-196861 | 196861 | Terminal cover PDE3 4P | EDB | xEnergy Light | 90.5 | 1
| XLPTP43 | Y7-196313 | 196313 | Terminal cover NZM4/PDE4 3P | EDB | xEnergy Light | 69.9 | 1
| XLPTP44 | Y7-196317 | 196317 | Terminal cover NZM4/PDE4 4P | EDB | xEnergy Light | 83.4 | 1
| XLPTQ2 | Y7-196868 | 196868 | Terminal cover QSA2 | EDB | xEnergy Light | 209.2 | 1
| XLPTQ3 | Y7-196319 | 196319 | Terminal cover QSA | EDB | xEnergy Light | 236.2 | 1
| XLPTVF3 | Y7-300992 | 300992 | Blow-out protection for PSL fixed 3polig | EDB | xEnergy Light | 72.5 | 1
| XLPTVF4 | Y7-300993 | 300993 | Blow-out protection for PSL fixed 4polig | EDB | xEnergy Light | 119.5 | 1
| XLPTVW3 | Y7-300995 | 300995 | Blow-out protection for PSL withdrawable 3polig | EDB | xEnergy Light | 110.2 | 1
| XLPTVW4 | Y7-300996 | 300996 | Blow-out protection for PSL withdrawable 4polig | EDB | xEnergy Light | 218.4 | 1
| XLPUH4 | Y7-196223 | 196223 | Universal Horizontal Partition for module width 400mm | EDB | xEnergy Light | 50.8 | 1
| XLPUH6 | Y7-196224 | 196224 | Universal Horizontal Partition for module width 600mm | EDB | xEnergy Light | 55.3 | 1
| XLPUH8 | Y7-196225 | 196225 | Universal Horizontal Partition for module width 800mm | EDB | xEnergy Light | 75.7 | 1
| XLSBST | Y7-196886 | 196886 | BST Grommet ASM | EDB | xEnergy Light | 76.3 | 1
| XLSD3D1410 | Y7-187993 | 187993 | Section door, ventilated IP31, two wings, HxW = 1400 x 1000mm, grey | EDB | xEnergy Light | 691 | 1
| XLSD3D1412 | Y7-187994 | 187994 | Section door, ventilated IP31, two wings, HxW = 1400 x 1200mm, grey | EDB | xEnergy Light | 762 | 1
| XLSD3D1610 | Y7-188007 | 188007 | Section door, ventilated IP31, two wings, HxW = 1600 x 1000mm, grey | EDB | xEnergy Light | 745 | 1
| XLSD3D1611 | Y7-196043 | 196043 | Section door, ventilated IP31, two wings, HxW = 1600 x 1100mm, grey | EDB | xEnergy Light | 769 | 1
| XLSD3D1612 | Y7-188008 | 188008 | Section door, ventilated IP31, two wings, HxW = 1600 x 1200mm, grey | EDB | xEnergy Light | 816 | 1
| XLSD3D1810 | Y7-188020 | 188020 | Section door, ventilated IP31, two wings, HxW = 1800 x 1000mm, grey | EDB | xEnergy Light | 793 | 1
| XLSD3D1811 | Y7-196047 | 196047 | Section door, ventilated IP31, two wings, HxW = 1800 x 1100mm, grey | EDB | xEnergy Light | 825 | 1
| XLSD3D1812 | Y7-188021 | 188021 | Section door, ventilated IP31, two wings, HxW = 1800 x 1200mm, grey | EDB | xEnergy Light | 879 | 1
| XLSD3D18135 | Y7-196048 | 196048 | Section door, ventilated IP31, two wings, HxW = 1800 x 1350mm, grey | EDB | xEnergy Light | 962 | 1
| XLSD3L143 | Y7-193080 | 193080 | Section door, ventilated IP31, hinges left, HxW = 1400 x 300mm, grey | EDB | xEnergy Light | 316.1 | 1
| XLSD3L144 | Y7-187987 | 187987 | Section door, ventilated IP31, hinges left, HxW = 1400 x 425mm, grey | EDB | xEnergy Light | 359.6 | 1
| XLSD3L146 | Y7-187988 | 187988 | Section door, ventilated IP31, hinges left, HxW = 1400 x 600mm, grey | EDB | xEnergy Light | 419.8 | 1
| XLSD3L1465 | Y7-196039 | 196039 | Section door, ventilated IP31, hinges left, HxW = 1400 x 650mm, grey | EDB | xEnergy Light | 429.2 | 1
| XLSD3L148 | Y7-187989 | 187989 | Section door, ventilated IP31, hinges left, HxW = 1400 x 800mm, grey | EDB | xEnergy Light | 487.8 | 1
| XLSD3L1485 | Y7-196040 | 196040 | Section door, ventilated IP31, hinges left, HxW = 1400 x 850mm, grey | EDB | xEnergy Light | 505 | 1
| XLSD3L16135 | Y7-196044 | 196044 | Section door, ventilated IP31, hinges left, HxW = 1600 x 1350mm, grey | EDB | xEnergy Light | 860 | 1
| XLSD3L163 | Y7-193077 | 193077 | Section door, ventilated IP31, hinges left, HxW = 1600 x 300mm, grey | EDB | xEnergy Light | 332.5 | 1
| XLSD3L164 | Y7-188001 | 188001 | Section door, ventilated IP31, hinges left, HxW = 1600 x 425mm, grey | EDB | xEnergy Light | 381.1 | 1
| XLSD3L166 | Y7-188002 | 188002 | Section door, ventilated IP31, hinges left, HxW = 1600 x 600mm, grey | EDB | xEnergy Light | 448.6 | 1
| XLSD3L1665 | Y7-196041 | 196041 | Section door, ventilated IP31, hinges left, HxW = 1600 x 650mm, grey | EDB | xEnergy Light | 460 | 1
| XLSD3L168 | Y7-188003 | 188003 | Section door, ventilated IP31, hinges left, HxW = 1600 x 800mm, grey | EDB | xEnergy Light | 525 | 1
| XLSD3L1685 | Y7-196042 | 196042 | Section door, ventilated IP31, hinges left, HxW = 1600 x 850mm, grey | EDB | xEnergy Light | 545 | 1
| XLSD3L183 | Y7-193074 | 193074 | Section door, ventilated IP31, hinges left, HxW = 1800 x 300mm, grey | EDB | xEnergy Light | 352.6 | 1
| XLSD3L184 | Y7-188014 | 188014 | Section door, ventilated IP31, hinges left, HxW = 1800 x 425mm, grey | EDB | xEnergy Light | 405.8 | 1
| XLSD3L186 | Y7-188015 | 188015 | Section door, ventilated IP31, hinges left, HxW = 1800 x 600mm, grey | EDB | xEnergy Light | 484.1 | 1
| XLSD3L1865 | Y7-196045 | 196045 | Section door, ventilated IP31, hinges left, HxW = 1800 x 650mm, grey | EDB | xEnergy Light | 494.5 | 1
| XLSD3L188 | Y7-188016 | 188016 | Section door, ventilated IP31, hinges left, HxW = 1800 x 800mm, grey | EDB | xEnergy Light | 566 | 1
| XLSD3L1885 | Y7-196046 | 196046 | Section door, ventilated IP31, hinges left, HxW = 1800 x 850mm, grey | EDB | xEnergy Light | 587 | 1
| XLSD3L2065 | Y7-196049 | 196049 | Section door, ventilated IP31, hinges left, HxW = 2000 x 650mm, grey | EDB | xEnergy Light | 526 | 1
| XLSD3L2085 | Y7-143338 | 143338 | Section door, ventilated IP31, hinges left, HxW = 2000 x 850mm, grey | EDB | xEnergy Light | 632 | 1
| XLSD3R143 | Y7-193081 | 193081 | Section door, ventilated IP31, hinges right, HxW = 1400 x 300mm, grey | EDB | xEnergy Light | 316.1 | 1
| XLSD3R144 | Y7-187990 | 187990 | Section door, ventilated IP31, hinges right, HxW = 1400 x 425mm, grey | EDB | xEnergy Light | 359.6 | 1
| XLSD3R146 | Y7-187991 | 187991 | Section door, ventilated IP31, hinges right, HxW = 1400 x 600mm, grey | EDB | xEnergy Light | 419.8 | 1
| XLSD3R1465 | Y7-196050 | 196050 | Section door, ventilated IP31, hinges right, HxW = 1400 x 650mm, grey | EDB | xEnergy Light | 429.9 | 1
| XLSD3R148 | Y7-187992 | 187992 | Section door, ventilated IP31, hinges right, HxW = 1400 x 800mm, grey | EDB | xEnergy Light | 487.8 | 1
| XLSD3R1485 | Y7-196051 | 196051 | Section door, ventilated IP31, hinges right, HxW = 1400 x 850mm, grey | EDB | xEnergy Light | 506 | 1
| XLSD3R163 | Y7-193078 | 193078 | Section door, ventilated IP31, hinges right, HxW = 1600 x 300mm, grey | EDB | xEnergy Light | 332.5 | 1
| XLSD3R164 | Y7-188004 | 188004 | Section door, ventilated IP31, hinges right, HxW = 1600 x 425mm, grey | EDB | xEnergy Light | 381.1 | 1
| XLSD3R166 | Y7-188005 | 188005 | Section door, ventilated IP31, hinges right, HxW = 1600 x 600mm, grey | EDB | xEnergy Light | 448.6 | 1
| XLSD3R1665 | Y7-196052 | 196052 | Section door, ventilated IP31, hinges right, HxW = 1600 x 650mm, grey | EDB | xEnergy Light | 460.6 | 1
| XLSD3R168 | Y7-188006 | 188006 | Section door, ventilated IP31, hinges right, HxW = 1600 x 800mm, grey | EDB | xEnergy Light | 525 | 1
| XLSD3R1685 | Y7-196053 | 196053 | Section door, ventilated IP31, hinges right, HxW = 1600 x 850mm, grey | EDB | xEnergy Light | 545 | 1
| XLSD3R183 | Y7-193075 | 193075 | Section door, ventilated IP31, hinges right, HxW = 1800 x 300mm, grey | EDB | xEnergy Light | 352.6 | 1
| XLSD3R184 | Y7-188017 | 188017 | Section door, ventilated IP31, hinges right, HxW = 1800 x 425mm, grey | EDB | xEnergy Light | 405.8 | 1
| XLSD3R186 | Y7-188018 | 188018 | Section door, ventilated IP31, hinges right, HxW = 1800 x 600mm, grey | EDB | xEnergy Light | 480.9 | 1
| XLSD3R1865 | Y7-196054 | 196054 | Section door, ventilated IP31, hinges right, HxW = 1800 x 650mm, grey | EDB | xEnergy Light | 494.9 | 1
| XLSD3R188 | Y7-188019 | 188019 | Section door, ventilated IP31, hinges right, HxW = 1800 x 800mm, grey | EDB | xEnergy Light | 566 | 1
| XLSD3R1885 | Y7-196055 | 196055 | Section door, ventilated IP31, hinges right, HxW = 1800 x 850mm, grey | EDB | xEnergy Light | 587 | 1
| XLSD3R2065 | Y7-196056 | 196056 | Door to switchgear area, ventilated, right, IP31, HxW=2000x650mm | EDB | xEnergy Light | 526 | 1
| XLSD3R2085 | Y7-143339 | 143339 | Door to switchgear area, ventilated, right, IP30, HxW=2000x850mm, grey | EDB | xEnergy Light | 632 | 1
| XLSD4D1410 | Y7-196065 | 196065 | Section door, ventilated IP42, two wings, HxW = 1400 x 1000mm, grey | EDB | xEnergy Light | 960 | 1
| XLSD4D1412 | Y7-196066 | 196066 | Section door, ventilated IP42, two wings, HxW = 1400 x 1200mm, grey | EDB | xEnergy Light | 1046 | 1
| XLSD4D1610 | Y7-196073 | 196073 | Section door, ventilated IP42, two wings, HxW = 1600 x 1000mm, grey | EDB | xEnergy Light | 1010 | 1
| XLSD4D1611 | Y7-196074 | 196074 | Section door, ventilated IP42, two wings, HxW = 1600 x 1100mm, grey | EDB | xEnergy Light | 1058 | 1
| XLSD4D1612 | Y7-196075 | 196075 | Section door, ventilated IP42, two wings, HxW = 1600 x 1200mm, grey | EDB | xEnergy Light | 1090 | 1
| XLSD4D16135 | Y7-196076 | 196076 | Section door, ventilated IP42, two wings, HxW = 1600 x 1350mm, grey | EDB | xEnergy Light | 1193 | 1
| XLSD4D1810 | Y7-196083 | 196083 | Section door, ventilated IP42, two wings, HxW = 1800 x 1000mm, grey | EDB | xEnergy Light | 1068 | 1
| XLSD4D1811 | Y7-196084 | 196084 | Section door, ventilated IP42, two wings, HxW = 1800 x 1100mm, grey | EDB | xEnergy Light | 1124 | 1
| XLSD4D1812 | Y7-196085 | 196085 | Section door, ventilated IP42, two wings, HxW = 1800 x 1200mm, grey | EDB | xEnergy Light | 1163 | 1
| XLSD4D18135 | Y7-196086 | 196086 | Section door, ventilated IP42, two wings, HxW = 1800 x 1350mm, grey | EDB | xEnergy Light | 1265 | 1
| XLSD4L143 | Y7-196059 | 196059 | Section door, ventilated IP42, hinges left, HxW = 1400 x 300mm, grey | EDB | xEnergy Light | 424.7 | 1
| XLSD4L144 | Y7-196060 | 196060 | Section door, ventilated IP42, hinges left, HxW = 1400 x 425mm, grey | EDB | xEnergy Light | 474.8 | 1
| XLSD4L146 | Y7-196061 | 196061 | Section door, ventilated IP42, hinges left, HxW = 1400 x 600mm, grey | EDB | xEnergy Light | 561 | 1
| XLSD4L1465 | Y7-196062 | 196062 | Section door, ventilated IP42, hinges left, HxW = 1400 x 650mm, grey | EDB | xEnergy Light | 571 | 1
| XLSD4L148 | Y7-196063 | 196063 | Section door, ventilated IP42, hinges left, HxW = 1400 x 800mm, grey | EDB | xEnergy Light | 663 | 1
| XLSD4L1485 | Y7-196064 | 196064 | Section door, ventilated IP42, hinges left, HxW = 1400 x 850mm, grey | EDB | xEnergy Light | 675 | 1
| XLSD4L163 | Y7-196067 | 196067 | Section door, ventilated IP42, hinges left, HxW = 1600 x 300mm, grey | EDB | xEnergy Light | 437.9 | 1
| XLSD4L164 | Y7-196068 | 196068 | Section door, ventilated IP42, hinges left, HxW = 1600 x 425mm, grey | EDB | xEnergy Light | 497.7 | 1
| XLSD4L166 | Y7-196069 | 196069 | Section door, ventilated IP42, hinges left, HxW = 1600 x 600mm, grey | EDB | xEnergy Light | 585 | 1
| XLSD4L1665 | Y7-196070 | 196070 | Section door, ventilated IP42, hinges left, HxW = 1600 x 650mm, grey | EDB | xEnergy Light | 602 | 1
| XLSD4L168 | Y7-196071 | 196071 | Section door, ventilated IP42, hinges left, HxW = 1600 x 800mm, grey | EDB | xEnergy Light | 700 | 1
| XLSD4L1685 | Y7-196072 | 196072 | Section door, ventilated IP42, hinges left, HxW = 1600 x 850mm, grey | EDB | xEnergy Light | 716 | 1
| XLSD4L183 | Y7-196077 | 196077 | Section door, ventilated IP42, hinges left, HxW = 1800 x 300mm, grey | EDB | xEnergy Light | 455.4 | 1
| XLSD4L184 | Y7-196078 | 196078 | Section door, ventilated IP42, hinges left, HxW = 1800 x 425mm, grey | EDB | xEnergy Light | 524 | 1
| XLSD4L186 | Y7-196079 | 196079 | Section door, ventilated IP42, hinges left, HxW = 1800 x 600mm, grey | EDB | xEnergy Light | 621 | 1
| XLSD4L1865 | Y7-196080 | 196080 | Section door, ventilated IP42, hinges left, HxW = 1800 x 650mm, grey | EDB | xEnergy Light | 641 | 1
| XLSD4L188 | Y7-196081 | 196081 | Section door, ventilated IP42, hinges left, HxW = 1800 x 800mm, grey | EDB | xEnergy Light | 742 | 1
| XLSD4L1885 | Y7-196082 | 196082 | Section door, ventilated IP42, hinges left, HxW = 1800 x 850mm, grey | EDB | xEnergy Light | 763 | 1
| XLSD4L2065 | Y7-196088 | 196088 | Section door, ventilated IP42, hinges left, HxW = 2000 x 650mm, grey | EDB | xEnergy Light | 674 | 1
| XLSD4L2085 | Y7-178321 | 178321 | Section door, ventilated IP42, hinges left, HxW = 2000 x 850mm, grey | EDB | xEnergy Light | 801 | 1
| XLSD4R143 | Y7-196089 | 196089 | Section door, ventilated IP42, hinges right, HxW = 1400 x 300mm, grey | EDB | xEnergy Light | 416.7 | 1
| XLSD4R144 | Y7-196090 | 196090 | Section door, ventilated IP42, hinges right, HxW = 1400 x 425mm, grey | EDB | xEnergy Light | 478.3 | 1
| XLSD4R146 | Y7-196091 | 196091 | Section door, ventilated IP42, hinges right, HxW = 1400 x 600mm, grey | EDB | xEnergy Light | 561 | 1
| XLSD4R1465 | Y7-196092 | 196092 | Section door, ventilated IP42, hinges right, HxW = 1400 x 650mm, grey | EDB | xEnergy Light | 571 | 1
| XLSD4R148 | Y7-196093 | 196093 | Section door, ventilated IP42, hinges right, HxW = 1400 x 800mm, grey | EDB | xEnergy Light | 667 | 1
| XLSD4R1485 | Y7-196094 | 196094 | Section door, ventilated IP42, hinges right, HxW = 1400 x 850mm, grey | EDB | xEnergy Light | 681 | 1
| XLSD4R163 | Y7-196095 | 196095 | Section door, ventilated IP42, hinges right, HxW = 1600 x 300mm, grey | EDB | xEnergy Light | 432.5 | 1
| XLSD4R164 | Y7-196096 | 196096 | Section door, ventilated IP42, hinges right, HxW = 1600 x 425mm, grey | EDB | xEnergy Light | 496 | 1
| XLSD4R166 | Y7-196097 | 196097 | Section door, ventilated IP42, hinges right, HxW = 1600 x 600mm, grey | EDB | xEnergy Light | 585 | 1
| XLSD4R1665 | Y7-196098 | 196098 | Section door, ventilated IP42, hinges right, HxW = 1600 x 650mm, grey | EDB | xEnergy Light | 602 | 1
| XLSD4R168 | Y7-196099 | 196099 | Section door, ventilated IP42, hinges right, HxW = 1600 x 800mm, grey | EDB | xEnergy Light | 700 | 1
| XLSD4R1685 | Y7-196101 | 196101 | Section door, ventilated IP42, hinges right, HxW = 1600 x 850mm, grey | EDB | xEnergy Light | 716 | 1
| XLSD4R183 | Y7-196102 | 196102 | Section door, ventilated IP42, hinges right, HxW = 1800 x 300mm, grey | EDB | xEnergy Light | 455.4 | 1
| XLSD4R184 | Y7-196103 | 196103 | Section door, ventilated IP42, hinges right, HxW = 1800 x 425mm, grey | EDB | xEnergy Light | 524 | 1
| XLSD4R186 | Y7-196104 | 196104 | Section door, ventilated IP42, hinges right, HxW = 1800 x 600mm, grey | EDB | xEnergy Light | 621 | 1
| XLSD4R1865 | Y7-196105 | 196105 | Section door, ventilated IP42, hinges right, HxW = 1800 x 650mm, grey | EDB | xEnergy Light | 641 | 1
| XLSD4R188 | Y7-196106 | 196106 | Section door, ventilated IP42, hinges right, HxW = 1800 x 800mm, grey | EDB | xEnergy Light | 745 | 1
| XLSD4R1885 | Y7-196107 | 196107 | Section door, ventilated IP42, hinges right, HxW = 1800 x 850mm, grey | EDB | xEnergy Light | 763 | 1
| XLSD4R2065 | Y7-196109 | 196109 | Section door, ventilated IP42, hinges right, HxW = 2000 x 650mm, grey | EDB | xEnergy Light | 674 | 1
| XLSD4R2085 | Y7-178320 | 178320 | Section door, ventilated IP42, hinges right, HxW = 2000 x 850mm, grey | EDB | xEnergy Light | 801 | 1
| XLSD5D1412 | Y7-187983 | 187983 | Section door, closed IP55, two wings, HxW = 1400 x 1200mm, grey | EDB | xEnergy Light | 730 | 1
| XLSD5D1610 | Y7-132945 | 132945 | Section door, closed IP55, two wings, HxW = 1600 x 1000mm, grey | EDB | xEnergy Light | 707 | 1
| XLSD5D1611 | Y7-153552 | 153552 | Section door, closed IP55, two wings, HxW = 1600 x 1100mm, grey | EDB | xEnergy Light | 738 | 1
| XLSD5D1612 | Y7-132946 | 132946 | Section door, closed IP55, two wings, HxW = 1600 x 1200mm, grey | EDB | xEnergy Light | 782 | 1
| XLSD5D16135 | Y7-153553 | 153553 | Section door, closed IP55, two wings, HxW = 1600 x 1350mm, grey | EDB | xEnergy Light | 824 | 1
| XLSD5D1810 | Y7-132950 | 132950 | Section door, closed IP55, two wings, HxW = 1800 x 1000mm, grey | EDB | xEnergy Light | 626 | 1
| XLSD5D1811 | Y7-196057 | 196057 | Section door, closed IP55, two wings, HxW = 1800 x 1100mm, grey | EDB | xEnergy Light | 800 | 1
| XLSD5D1812 | Y7-132951 | 132951 | Section door, closed IP55, two wings, HxW = 1800 x 1200mm, grey | EDB | xEnergy Light | 841 | 1
| XLSD5D18135 | Y7-196058 | 196058 | Section door, closed IP55, two wings, HxW = 1800 x 1350mm, grey | EDB | xEnergy Light | 893 | 1
| XLSD5GD1412 | Y7-187986 | 187986 | Section door with glass window, closed IP55, two wings, HxW = 1400 x 1200mm, grey | EDB | xEnergy Light | 864 | 1
| XLSD5GD1610 | Y7-187999 | 187999 | Section door with glass window, closed IP55, two wings, HxW = 1600 x 1000mm, grey | EDB | xEnergy Light | 838 | 1
| XLSD5GD1611 | Y7-196110 | 196110 | Section door with glass window, closed IP55, two wings, HxW = 1600 x 1100mm, grey | EDB | xEnergy Light | 860 | 1
| XLSD5GD16135 | Y7-196111 | 196111 | Section door with glass window, closed IP55, two wings, HxW = 1600 x 1350mm, grey | EDB | xEnergy Light | 968 | 1
| XLSD5GD1810 | Y7-188012 | 188012 | Section door with glass window, closed IP55, two wings, HxW = 1800 x 1000mm, grey | EDB | xEnergy Light | 904 | 1
| XLSD5GD1811 | Y7-196112 | 196112 | Section door with glass window, closed IP55, two wings, HxW = 1800 x 1100mm, grey | EDB | xEnergy Light | 936 | 1
| XLSD5GD1812 | Y7-188013 | 188013 | Section door with glass window, closed IP55, two wings, HxW = 1800 x 1200mm, grey | EDB | xEnergy Light | 979 | 1
| XLSD5GD18135 | Y7-196113 | 196113 | Section door with glass window, closed IP55, two wings, HxW = 1800 x 1350mm, grey | EDB | xEnergy Light | 1066 | 1
| XLSD5GS1410 | Y7-187985 | 187985 | Section door with glass window, closed IP55, left or right-hinged, HxW = 1400 x 1000mm, grey | EDB | xEnergy Light | 603 | 1
| XLSD5GS144 | Y7-189847 | 189847 | Section door with glass window, closed IP55, left or right-hinged, HxW = 1400 x 425mm, grey | EDB | xEnergy Light | 402.7 | 1
| XLSD5GS146 | Y7-189848 | 189848 | Section door with glass window, closed IP55, left or right-hinged, HxW = 1400 x 600mm, grey | EDB | xEnergy Light | 475 | 1
| XLSD5GS1465 | Y7-174297 | 174297 | Section door with glass window, closed IP55, left or right-hinged, HxW = 1400 x 650mm, grey | EDB | xEnergy Light | 490.3 | 1
| XLSD5GS148 | Y7-187984 | 187984 | Section door with glass window, closed IP55, left or right-hinged, HxW = 1400 x 800mm, grey | EDB | xEnergy Light | 543 | 1
| XLSD5GS1485 | Y7-174301 | 174301 | Section door with glass window, closed IP55, left or right-hinged, HxW = 1400 x 850mm, grey | EDB | xEnergy Light | 562 | 1
| XLSD5GS1610 | Y7-187998 | 187998 | Section door with glass window, closed IP55, left or right-hinged, HxW = 1600 x 1000mm, grey | EDB | xEnergy Light | 658 | 1
| XLSD5GS164 | Y7-187995 | 187995 | Section door with glass window, closed IP55, left or right-hinged, HxW = 1600 x 425mm, grey | EDB | xEnergy Light | 426.7 | 1
| XLSD5GS166 | Y7-187996 | 187996 | Section door with glass window, closed IP55, left or right-hinged, HxW = 1600 x 600mm, grey | EDB | xEnergy Light | 507 | 1
| XLSD5GS1665 | Y7-174298 | 174298 | Section door with glass window, closed IP55, left or right-hinged, HxW = 1600 x 650mm, grey | EDB | xEnergy Light | 526 | 1
| XLSD5GS168 | Y7-187997 | 187997 | Section door with glass window, closed IP55, left or right-hinged, HxW = 1600 x 800mm, grey | EDB | xEnergy Light | 593 | 1
| XLSD5GS1685 | Y7-174302 | 174302 | Section door with glass window, closed IP55, left or right-hinged, HxW = 1600 x 850mm, grey | EDB | xEnergy Light | 611 | 1
| XLSD5GS1810 | Y7-188011 | 188011 | Section door with glass window, closed IP55, left or right-hinged, HxW = 1800 x 1000mm, grey | EDB | xEnergy Light | 731 | 1
| XLSD5GS184 | Y7-189849 | 189849 | Section door with glass window, closed IP55, left or right-hinged, HxW = 1800 x 425mm, grey | EDB | xEnergy Light | 458.4 | 1
| XLSD5GS186 | Y7-188009 | 188009 | Section door with glass window, closed IP55, left or right-hinged, HxW = 1800 x 600mm, grey | EDB | xEnergy Light | 545 | 1
| XLSD5GS1865 | Y7-174299 | 174299 | Section door with glass window, closed IP55, left or right-hinged, HxW = 1800 x 650mm, grey | EDB | xEnergy Light | 566 | 1
| XLSD5GS188 | Y7-188010 | 188010 | Section door with glass window, closed IP55, left or right-hinged, HxW = 1800 x 800mm, grey | EDB | xEnergy Light | 658 | 1
| XLSD5GS1885 | Y7-174303 | 174303 | Section door with glass window, closed IP55, left or right-hinged, HxW = 1800 x 850mm, grey | EDB | xEnergy Light | 677 | 1
| XLSD5GS2065 | Y7-174300 | 174300 | Section door with glass window, closed IP55, left or right-hinged, HxW = 2000 x 650mm, grey | EDB | xEnergy Light | 616 | 1
| XLSD5GS2085 | Y7-143333 | 143333 | Section door with glass window, closed IP55, left or right-hinged, HxW = 2000 x 850mm, grey | EDB | xEnergy Light | 723 | 1
| XLSD5S1410 | Y7-187982 | 187982 | Section door, closed IP55, left or right-hinged, HxW = 1400 x 1000mm, grey | EDB | xEnergy Light | 525 | 1
| XLSD5S143 | Y7-193079 | 193079 | Section door, closed IP55, left or right-hinged, HxW = 1400 x 300mm, grey | EDB | xEnergy Light | 309.7 | 1
| XLSD5S144 | Y7-174295 | 174295 | Section door, closed IP55, left or right-hinged, HxW = 1400 x 425mm, grey | EDB | xEnergy Light | 356.4 | 1
| XLSD5S146 | Y7-132940 | 132940 | Section door, closed IP55, left or right-hinged, HxW = 1400 x 600mm, grey | EDB | xEnergy Light | 406.6 | 1
| XLSD5S1465 | Y7-174304 | 174304 | Section door, closed IP55, left or right-hinged, HxW = 1400 x 650mm, grey | EDB | xEnergy Light | 417.7 | 1
| XLSD5S148 | Y7-187981 | 187981 | Section door, closed IP55, left or right-hinged, HxW = 1400 x 800mm, grey | EDB | xEnergy Light | 464.3 | 1
| XLSD5S1485 | Y7-174308 | 174308 | Section door, closed IP55, left or right-hinged, HxW = 1400 x 850mm, grey | EDB | xEnergy Light | 475.2 | 1
| XLSD5S1610 | Y7-132944 | 132944 | Section door, closed IP55, left or right-hinged, HxW = 1600 x 1000mm, grey | EDB | xEnergy Light | 567 | 1
| XLSD5S163 | Y7-193076 | 193076 | Section door, closed IP55, left or right-hinged, HxW = 1600 x 300mm, grey | EDB | xEnergy Light | 326.6 | 1
| XLSD5S164 | Y7-132941 | 132941 | Section door, closed IP55, left or right-hinged, HxW = 1600 x 425mm, grey | EDB | xEnergy Light | 374.1 | 1
| XLSD5S166 | Y7-132942 | 132942 | Section door, closed IP55, left or right-hinged, HxW = 1600 x 600mm, grey | EDB | xEnergy Light | 431.2 | 1
| XLSD5S1665 | Y7-174305 | 174305 | Section door, closed IP55, left or right-hinged, HxW = 1600 x 650mm, grey | EDB | xEnergy Light | 453.2 | 1
| XLSD5S168 | Y7-132943 | 132943 | Section door, closed IP55, left or right-hinged, HxW = 1600 x 800mm, grey | EDB | xEnergy Light | 422 | 1
| XLSD5S1685 | Y7-174309 | 174309 | Section door, closed IP55, left or right-hinged, HxW = 1600 x 850mm, grey | EDB | xEnergy Light | 517 | 1
| XLSD5S1810 | Y7-132949 | 132949 | Section door, closed IP55, left or right-hinged, HxW = 1800 x 1000mm, grey | EDB | xEnergy Light | 615 | 1
| XLSD5S183 | Y7-193073 | 193073 | Section door, closed IP55, left or right-hinged, HxW = 1800 x 300mm, grey | EDB | xEnergy Light | 346.5 | 1
| XLSD5S184 | Y7-174296 | 174296 | Section door, closed IP55, left or right-hinged, HxW = 1800 x 425mm, grey | EDB | xEnergy Light | 396.3 | 1
| XLSD5S186 | Y7-132947 | 132947 | Section door, closed IP55, left or right-hinged, HxW = 1800 x 600mm, grey | EDB | xEnergy Light | 461.7 | 1
| XLSD5S1865 | Y7-174306 | 174306 | Section door, closed IP55, left or right-hinged, HxW = 1800 x 650mm, grey | EDB | xEnergy Light | 488.3 | 1
| XLSD5S188 | Y7-132948 | 132948 | Section door, closed IP55, left or right-hinged, HxW = 1800 x 800mm, grey | EDB | xEnergy Light | 537 | 1
| XLSD5S1885 | Y7-174310 | 174310 | Section door, closed IP55, left or right-hinged, HxW = 1800 x 850mm, grey | EDB | xEnergy Light | 565 | 1
| XLSD5S2065 | Y7-174307 | 174307 | Section door, closed IP55, left or right-hinged, HxW = 2000 x 650mm, grey | EDB | xEnergy Light | 519 | 1
| XLSD5S2085 | Y7-143330 | 143330 | Section door, closed IP55, left or right-hinged, HxW = 2000 x 850mm, grey | EDB | xEnergy Light | 503 | 1
| XLSHN | Y7-196887 | 196887 | N support horizontal | EDB | xEnergy Light | 69.4 | 1
| XLSHPE | Y7-196888 | 196888 | PE support horizontal | EDB | xEnergy Light | 33.38 | 1
| XLSPC14 | Y7-116201 | 116201 | Plinth, for corner section, HxWxD=100x450x450mm, grey | EDB | xEnergy Light | 189.3 | 1
| XLSPC15 | Y7-116202 | 116202 | Plinth, for corner section, HxWxD=100x550x550mm, grey | EDB | xEnergy Light | 205.4 | 1
| XLSPC24 | Y7-116205 | 116205 | Plinth, for corner section, HxWxD=200x450x450mm, grey | EDB | xEnergy Light | 236.9 | 1
| XLSPC25 | Y7-116206 | 116206 | Plinth, for corner section, HxWxD=200x550x550mm, grey | EDB | xEnergy Light | 266.3 | 1
| XLSPH1103 | Y7-116537 | 116537 | Plinth H=100mm, W=1000mm, D=300mm, grey | EDB | xEnergy Light | 199.2 | 1
| XLSPH1104 | Y7-283831 | 283831 | Plinth H=100mm, W=1000mm, D=400mm, grey | EDB | xEnergy Light | 154.5 | 1
| XLSPH1105 | Y7-116542 | 116542 | Plinth H=100mm, W=1000mm, D=500mm, grey | EDB | xEnergy Light | 215.5 | 1
| XLSPH1113 | Y7-143307 | 143307 | Plinth H=100mm, W=1100mm, D=300mm, grey | EDB | xEnergy Light | 199.6 | 1
| XLSPH1114 | Y7-143308 | 143308 | Plinth H=100mm, W=1100mm, D=400mm, grey | EDB | xEnergy Light | 207.5 | 1
| XLSPH1115 | Y7-143309 | 143309 | Plinth H=100mm, W=1100mm, D=500mm, grey | EDB | xEnergy Light | 215.9 | 1
| XLSPH1123 | Y7-116538 | 116538 | Plinth H=100mm, W=1200mm, D=300mm, grey | EDB | xEnergy Light | 221.8 | 1
| XLSPH1124 | Y7-119698 | 119698 | Plinth H=100mm, W=1200mm, D=400mm, grey | EDB | xEnergy Light | 231.4 | 1
| XLSPH1125 | Y7-116543 | 116543 | Plinth H=100mm, W=1200mm, D=500mm, grey | EDB | xEnergy Light | 238 | 1
| XLSPH11353 | Y7-143311 | 143311 | Plinth H=100mm, W=1350mm, D=300mm, grey | EDB | xEnergy Light | 211.4 | 1
| XLSPH11354 | Y7-143312 | 143312 | Plinth H=100mm, W=1350mm, D=400mm, grey | EDB | xEnergy Light | 219.1 | 1
| XLSPH11355 | Y7-143313 | 143313 | Plinth H=100mm, W=1350mm, D=500mm, grey | EDB | xEnergy Light | 227.6 | 1
| XLSPH143 | Y7-116534 | 116534 | Plinth H=100mm, W=425mm, D=300mm, grey | EDB | xEnergy Light | 115.1 | 1
| XLSPH144 | Y7-283822 | 283822 | Plinth H=100mm, W=425mm, D=400mm, grey | EDB | xEnergy Light | 119.9 | 1
| XLSPH145 | Y7-116539 | 116539 | Plinth H=100mm, W=425mm, D=500mm, grey | EDB | xEnergy Light | 172.4 | 1
| XLSPH163 | Y7-116535 | 116535 | Plinth H=100mm, W=600mm, D=300mm, grey | EDB | xEnergy Light | 167.2 | 1
| XLSPH164 | Y7-283825 | 283825 | Plinth H=100mm, W=600mm, D=400mm, grey | EDB | xEnergy Light | 132.2 | 1
| XLSPH165 | Y7-116540 | 116540 | Plinth H=100mm, W=600mm, D=500mm, grey | EDB | xEnergy Light | 183.5 | 1
| XLSPH1653 | Y7-174311 | 174311 | Plinth H=100mm, W=650mm, D=300mm, grey | EDB | xEnergy Light | 160.8 | 1
| XLSPH1654 | Y7-174312 | 174312 | Plinth H=100mm, W=650mm, D=400mm, grey | EDB | xEnergy Light | 168.6 | 1
| XLSPH1656 | Y7-174313 | 174313 | Plinth H=100mm, W=650mm, D=500mm, grey | EDB | xEnergy Light | 184.3 | 1
| XLSPH183 | Y7-116536 | 116536 | Plinth H=100mm, W=800mm, D=300mm, grey | EDB | xEnergy Light | 182.1 | 1
| XLSPH184 | Y7-283828 | 283828 | Plinth H=100mm, W=800mm, D=400mm, grey | EDB | xEnergy Light | 143.3 | 1
| XLSPH185 | Y7-116541 | 116541 | Plinth H=100mm, W=800mm, D=500mm, grey | EDB | xEnergy Light | 198.5 | 1
| XLSPH1853 | Y7-143302 | 143302 | Plinth H=100mm, W=850mm, D=300mm, grey | EDB | xEnergy Light | 177.7 | 1
| XLSPH1854 | Y7-143303 | 143303 | Plinth H=100mm, W=850mm, D=400mm, grey | EDB | xEnergy Light | 185.3 | 1
| XLSPH1855 | Y7-143304 | 143304 | Plinth H=100mm, W=850mm, D=500mm, grey | EDB | xEnergy Light | 193.9 | 1
| XLSPH1856 | Y7-143305 | 143305 | Plinth H=100mm, W=850mm, D=600mm, grey | EDB | xEnergy Light | 201 | 1
| XLSPH1858 | Y7-143306 | 143306 | Plinth H=100mm, W=850mm, D=800mm, grey | EDB | xEnergy Light | 221.5 | 1
| XLSPH2103 | Y7-116547 | 116547 | Plinth H=200mm, W=1000mm, D=300mm, grey | EDB | xEnergy Light | 282.1 | 1
| XLSPH2104 | Y7-283845 | 283845 | Plinth H=200mm, W=1000mm, D=400mm, grey | EDB | xEnergy Light | 277.1 | 1
| XLSPH2105 | Y7-116552 | 116552 | Plinth H=200mm, W=1000mm, D=500mm, grey | EDB | xEnergy Light | 305.8 | 1
| XLSPH2113 | Y7-143320 | 143320 | Plinth H=200mm, W=1100mm, D=300mm, grey | EDB | xEnergy Light | 278.3 | 1
| XLSPH2114 | Y7-143321 | 143321 | Plinth H=200mm, W=1100mm, D=400mm, grey | EDB | xEnergy Light | 282.8 | 1
| XLSPH2115 | Y7-143322 | 143322 | Plinth H=200mm, W=1100mm, D=500mm, grey | EDB | xEnergy Light | 301.9 | 1
| XLSPH2123 | Y7-116548 | 116548 | Plinth H=200mm, W=1200mm, D=300mm, grey | EDB | xEnergy Light | 307.8 | 1
| XLSPH2124 | Y7-119699 | 119699 | Plinth H=200mm, W=1200mm, D=400mm, grey | EDB | xEnergy Light | 312.3 | 1
| XLSPH2125 | Y7-116553 | 116553 | Plinth H=200mm, W=1200mm, D=500mm, grey | EDB | xEnergy Light | 331.7 | 1
| XLSPH21353 | Y7-143324 | 143324 | Plinth H=200mm, W=1350mm, D=300mm, grey | EDB | xEnergy Light | 306.1 | 1
| XLSPH21354 | Y7-143325 | 143325 | Plinth H=200mm, W=1350mm, D=400mm, grey | EDB | xEnergy Light | 310.6 | 1
| XLSPH21355 | Y7-143326 | 143326 | Plinth H=200mm, W=1350mm, D=500mm, grey | EDB | xEnergy Light | 329.9 | 1
| XLSPH243 | Y7-116544 | 116544 | Plinth H=200mm, W=425mm, D=300mm, grey | EDB | xEnergy Light | 219.4 | 1
| XLSPH244 | Y7-283836 | 283836 | Plinth H=200mm, W=425mm, D=400mm, grey | EDB | xEnergy Light | 168.9 | 1
| XLSPH245 | Y7-116549 | 116549 | Plinth H=200mm, W=425mm, D=500mm, grey | EDB | xEnergy Light | 243.4 | 1
| XLSPH263 | Y7-116545 | 116545 | Plinth H=200mm, W=600mm, D=300mm, grey | EDB | xEnergy Light | 233 | 1
| XLSPH264 | Y7-283839 | 283839 | Plinth H=200mm, W=600mm, D=400mm, grey | EDB | xEnergy Light | 185.6 | 1
| XLSPH265 | Y7-116550 | 116550 | Plinth H=200mm, W=600mm, D=500mm, grey | EDB | xEnergy Light | 256.7 | 1
| XLSPH283 | Y7-116546 | 116546 | Plinth H=200mm, W=800mm, D=300mm, grey | EDB | xEnergy Light | 199.9 | 1
| XLSPH284 | Y7-283842 | 283842 | Plinth H=200mm, W=800mm, D=400mm, grey | EDB | xEnergy Light | 209.7 | 1
| XLSPH285 | Y7-116551 | 116551 | Plinth H=200mm, W=800mm, D=500mm, grey | EDB | xEnergy Light | 280.5 | 1
| XLSPH2853 | Y7-143315 | 143315 | Plinth H=200mm, W=850mm, D=300mm, grey | EDB | xEnergy Light | 260.3 | 1
| XLSPH2854 | Y7-143316 | 143316 | Plinth H=200mm, W=850mm, D=400mm, grey | EDB | xEnergy Light | 264.7 | 1
| XLSPH2855 | Y7-143317 | 143317 | Plinth H=200mm, W=850mm, D=500mm, grey | EDB | xEnergy Light | 284.1 | 1
| XLSPH2856 | Y7-143318 | 143318 | Plinth H=200mm, W=850mm, D=600mm, grey | EDB | xEnergy Light | 294.9 | 1
| XLSPH2858 | Y7-143319 | 143319 | Plinth H=200mm, W=850mm, D=800mm, grey | EDB | xEnergy Light | 313.9 | 1
| XLSPL1F10 | Y7-114628 | 114628 | Plinth, front plate for HxW 100 x 1000mm, grey | EDB | xEnergy Light | 40.24 | 1
| XLSPL1F11 | Y7-143274 | 143274 | Plinth, front plate for HxW 100 x 1100mm, grey | EDB | xEnergy Light | 62.8 | 1
| XLSPL1F12 | Y7-114629 | 114629 | Plinth, front plate for HxW 100 x 1200mm, grey | EDB | xEnergy Light | 49.9 | 1
| XLSPL1F135 | Y7-143275 | 143275 | Plinth, front plate for HxW 100 x 1350mm, grey | EDB | xEnergy Light | 72.8 | 1
| XLSPL1F4 | Y7-114625 | 114625 | Plinth, front plate for HxW 100 x 425mm, grey | EDB | xEnergy Light | 21.26 | 1
| XLSPL1F6 | Y7-114626 | 114626 | Plinth, front plate for HxW 100 x 600mm, grey | EDB | xEnergy Light | 27.33 | 1
| XLSPL1F65 | Y7-174318 | 174318 | Plinth, front plate for HxW 100 x 650mm, grey | EDB | xEnergy Light | 37.17 | 1
| XLSPL1F8 | Y7-114627 | 114627 | Plinth, front plate for HxW 100 x 800mm, grey | EDB | xEnergy Light | 33.67 | 1
| XLSPL1F85 | Y7-143276 | 143276 | Plinth, front plate for HxW 100 x 850mm, grey | EDB | xEnergy Light | 53.2 | 1
| XLSPL1SC3 | Y7-114605 | 114605 | Plinth, side panels for HxD 100 x 300mm, grey | EDB | xEnergy Light | 42.8 | 1
| XLSPL1SC4 | Y7-114606 | 114606 | Plinth, side panels for HxD 100 x 400mm, grey | EDB | xEnergy Light | 50.1 | 1
| XLSPL1SC5 | Y7-114607 | 114607 | Plinth, side panels for HxD 100 x 500mm, grey | EDB | xEnergy Light | 57.5 | 1
| XLSPL1SC6 | Y7-114608 | 114608 | Plinth, side panels for HxD 100 x 600mm, grey | EDB | xEnergy Light | 65 | 1
| XLSPL1SC8 | Y7-114609 | 114609 | Plinth, side panels for HxD 100 x 800mm, grey | EDB | xEnergy Light | 79.4 | 1
| XLSPL1SO3 | Y7-114615 | 114615 | Plinth, side panels for HxD 100 x 300mm, grey, with cable duct cutout | EDB | xEnergy Light | 78.2 | 1
| XLSPL1SO4 | Y7-114616 | 114616 | Plinth, side panels for HxD 100 x 400mm, grey, with cable duct cutout | EDB | xEnergy Light | 58.4 | 1
| XLSPL1SO5 | Y7-114617 | 114617 | Plinth, side panels for HxD 100 x 500mm, grey, with cable duct cutout | EDB | xEnergy Light | 96 | 1
| XLSPL1SO6 | Y7-114618 | 114618 | Plinth, side panels for HxD 100 x 600mm, grey, with cable duct cutout | EDB | xEnergy Light | 72.3 | 1
| XLSPL1SO8 | Y7-114619 | 114619 | Plinth, side panels for HxD 100 x 800mm, grey, with cable duct cutout | EDB | xEnergy Light | 123.6 | 1
| XLSPL2F10 | Y7-114633 | 114633 | Plinth, front plate for HxW 200 x 1000mm, grey | EDB | xEnergy Light | 58.6 | 1
| XLSPL2F11 | Y7-143277 | 143277 | Plinth, front plate for HxW 200 x 1100mm, grey | EDB | xEnergy Light | 95.6 | 1
| XLSPL2F12 | Y7-114634 | 114634 | Plinth, front plate for HxW 200 x 1200mm, grey | EDB | xEnergy Light | 68.6 | 1
| XLSPL2F135 | Y7-143278 | 143278 | Plinth, front plate for HxW 200 x 1350mm, grey | EDB | xEnergy Light | 110.2 | 1
| XLSPL2F4 | Y7-114630 | 114630 | Plinth, front plate for HxW 200 x 425mm, grey | EDB | xEnergy Light | 49.05 | 1
| XLSPL2F6 | Y7-114631 | 114631 | Plinth, front plate for HxW 200 x 600mm, grey | EDB | xEnergy Light | 40.73 | 1
| XLSPL2F8 | Y7-114632 | 114632 | Plinth, front plate for HxW 200 x 800mm, grey | EDB | xEnergy Light | 48.72 | 1
| XLSPL2F85 | Y7-143279 | 143279 | Plinth, front plate for HxW 200 x 850mm, grey | EDB | xEnergy Light | 75.9 | 1
| XLSPL2SC3 | Y7-114610 | 114610 | Plinth, side panels for HxD 200 x 300mm, grey | EDB | xEnergy Light | 88.2 | 1
| XLSPL2SC4 | Y7-114611 | 114611 | Plinth, side panels for HxD 200 x 400mm, grey | EDB | xEnergy Light | 67 | 1
| XLSPL2SC5 | Y7-114612 | 114612 | Plinth, side panels for HxD 200 x 500mm, grey | EDB | xEnergy Light | 76.4 | 1
| XLSPL2SC6 | Y7-114613 | 114613 | Plinth, side panels for HxD 200 x 600mm, grey | EDB | xEnergy Light | 86.6 | 1
| XLSPL2SC8 | Y7-114614 | 114614 | Plinth, side panels for HxD 200 x 800mm, grey | EDB | xEnergy Light | 155.8 | 1
| XLSPL2SO3 | Y7-114620 | 114620 | Plinth, side panels for HxD 200 x 800mm, grey, with cable duct cutout | EDB | xEnergy Light | 88.9 | 1
| XLSPL2SO4 | Y7-114621 | 114621 | Plinth, side panels for HxD 200 x 300mm, grey, with cable duct cutout | EDB | xEnergy Light | 72.3 | 1
| XLSPL2SO5 | Y7-114622 | 114622 | Plinth, side panels for HxD 200 x 400mm, grey, with cable duct cutout | EDB | xEnergy Light | 118 | 1
| XLSPL2SO6 | Y7-114623 | 114623 | Plinth, side panels for HxD 200 x 500mm, grey, with cable duct cutout | EDB | xEnergy Light | 132.9 | 1
| XLSPL2SO8 | Y7-114624 | 114624 | Plinth, side panels for HxD 200 x 600mm, grey, with cable duct cutout | EDB | xEnergy Light | 152.1 | 1
| XLSPP143 | Y7-114734 | 114734 | Partition side wall for HxD = 1400 x 800mm, IP20, galvanized | EDB | xEnergy Light | 87 | 1
| XLSPP144 | Y7-188022 | 188022 | Partition side wall for HxD = 1400 x 400mm, IP20, galvanized | EDB | xEnergy Light | 105.4 | 1
| XLSPP163 | Y7-114735 | 114735 | Partition side wall for HxD = 1600 x 300mm, IP20, galvanized | EDB | xEnergy Light | 94.9 | 1
| XLSPP164 | Y7-114739 | 114739 | Partition side wall for HxD = 1600 x 400mm, IP20, galvanized | EDB | xEnergy Light | 123.1 | 1
| XLSPP166 | Y7-114746 | 114746 | Partition side wall for HxD = 1600 x 600mm, IP20, galvanized | EDB | xEnergy Light | 176.6 | 1
| XLSPP183 | Y7-114736 | 114736 | Partition side wall for HxD = 1800 x 300mm, IP20, galvanized | EDB | xEnergy Light | 102 | 1
| XLSPP184 | Y7-114740 | 114740 | Partition side wall for HxD = 1800 x 400mm, IP20, galvanized | EDB | xEnergy Light | 133.3 | 1
| XLSPP185 | Y7-114743 | 114743 | Partition side wall for HxD = 1800 x 500mm, IP20, galvanized | EDB | xEnergy Light | 155.6 | 1
| XLSPP186 | Y7-114747 | 114747 | Partition side wall for HxD = 1800 x 600mm, IP20, galvanized | EDB | xEnergy Light | 199.2 | 1
| XLSPP203 | Y7-114737 | 114737 | Partition side wall for HxD = 2000 x 300mm, IP20, galvanized | EDB | xEnergy Light | 117.6 | 1
| XLSPP204 | Y7-116526 | 116526 | Partition side wall for HxD = 2000 x 400mm, IP20, galvanized | EDB | xEnergy Light | 141.3 | 1
| XLSPP205 | Y7-114744 | 114744 | Partition side wall for HxD = 2000 x 500mm, IP20, galvanized | EDB | xEnergy Light | 179.8 | 1
| XLSPP206 | Y7-116527 | 116527 | Partition side wall for HxD = 2000 x 600mm, IP20, galvanized | EDB | xEnergy Light | 207.9 | 1
| XLSPP208 | Y7-116528 | 116528 | Partition side wall for HxD = 2000 x 800mm, IP20, galvanized | EDB | xEnergy Light | 280.1 | 1
| XLSR31410 | Y7-187920 | 187920 | Rear wall ventilated, for HxW = 1400 x 1000mm, IP31, grey | EDB | xEnergy Light | 290 | 1
| XLSR31412 | Y7-187921 | 187921 | Rear wall ventilated, for HxW = 1400 x 1200mm, IP31, grey | EDB | xEnergy Light | 342.5 | 1
| XLSR3143 | Y7-193066 | 193066 | Rear wall ventilated, for HxW = 1400 x 300mm, IP31, grey | EDB | xEnergy Light | 104.6 | 1
| XLSR3144 | Y7-187917 | 187917 | Rear wall ventilated, for HxW = 1400 x 425mm, IP31, grey | EDB | xEnergy Light | 133.1 | 1
| XLSR3146 | Y7-187918 | 187918 | Rear wall ventilated, for HxW = 1400 x 600mm, IP31, grey | EDB | xEnergy Light | 179.1 | 1
| XLSR31465 | Y7-195991 | 195991 | Rear wall ventilated, for HxW = 1400 x 650mm, IP31, grey | EDB | xEnergy Light | 196.1 | 1
| XLSR3148 | Y7-187919 | 187919 | Rear wall ventilated, for HxW = 1400 x 800mm, IP31, grey | EDB | xEnergy Light | 234.8 | 1
| XLSR31485 | Y7-195992 | 195992 | Rear wall ventilated, for HxW = 1400 x 850mm, IP31, grey | EDB | xEnergy Light | 250.8 | 1
| XLSR31610 | Y7-187925 | 187925 | Rear wall ventilated, for HxW = 1600 x 1000mm, IP31, grey | EDB | xEnergy Light | 321.7 | 1
| XLSR31611 | Y7-195995 | 195995 | Rear wall ventilated, for HxW = 1600 x 1100mm, IP31, grey | EDB | xEnergy Light | 361.2 | 1
| XLSR31612 | Y7-187926 | 187926 | Rear wall ventilated, for HxW = 1600 x 1200mm, IP31, grey | EDB | xEnergy Light | 379.7 | 1
| XLSR316135 | Y7-195996 | 195996 | Rear wall ventilated, for HxW = 1600 x 1350mm, IP31, grey | EDB | xEnergy Light | 440.6 | 1
| XLSR3163 | Y7-193064 | 193064 | Rear wall ventilated, for HxW = 1600 x 300mm, IP31, grey | EDB | xEnergy Light | 115 | 1
| XLSR3164 | Y7-187922 | 187922 | Rear wall ventilated, for HxW = 1600 x 425mm, IP31, grey | EDB | xEnergy Light | 146.5 | 1
| XLSR3166 | Y7-187923 | 187923 | Rear wall ventilated, for HxW = 1600 x 600mm, IP31, grey | EDB | xEnergy Light | 197.8 | 1
| XLSR31665 | Y7-195993 | 195993 | Rear wall ventilated, for HxW = 1600 x 650mm, IP31, grey | EDB | xEnergy Light | 217.2 | 1
| XLSR3168 | Y7-187924 | 187924 | Rear wall ventilated, for HxW = 1600 x 800mm, IP31, grey | EDB | xEnergy Light | 259.7 | 1
| XLSR31685 | Y7-195994 | 195994 | Rear wall ventilated, for HxW = 1600 x 850mm, IP31, grey | EDB | xEnergy Light | 283.4 | 1
| XLSR31810 | Y7-187930 | 187930 | Rear wall ventilated, for HxW = 1800 x 1000mm, IP31, grey | EDB | xEnergy Light | 353.2 | 1
| XLSR31811 | Y7-195999 | 195999 | Rear wall ventilated, for HxW = 1800 x 1100mm, IP31, grey | EDB | xEnergy Light | 397 | 1
| XLSR31812 | Y7-187931 | 187931 | Rear wall ventilated, for HxW = 1800 x 1200mm, IP31, grey | EDB | xEnergy Light | 421.1 | 1
| XLSR318135 | Y7-196000 | 196000 | Rear wall ventilated, for HxW = 1800 x 1350mm, IP31, grey | EDB | xEnergy Light | 483.6 | 1
| XLSR3183 | Y7-193062 | 193062 | Rear wall ventilated, for HxW = 1800 x 300mm, IP31, grey | EDB | xEnergy Light | 125.1 | 1
| XLSR3184 | Y7-187927 | 187927 | Rear wall ventilated, for HxW = 1800 x 425mm, IP31, grey | EDB | xEnergy Light | 159 | 1
| XLSR3186 | Y7-187928 | 187928 | Rear wall ventilated, for HxW = 1800 x 600mm, IP31, grey | EDB | xEnergy Light | 216.1 | 1
| XLSR31865 | Y7-195997 | 195997 | Rear wall ventilated, for HxW = 1800 x 650mm, IP31, grey | EDB | xEnergy Light | 242 | 1
| XLSR3188 | Y7-187929 | 187929 | Rear wall ventilated, for HxW = 1800 x 800mm, IP31, grey | EDB | xEnergy Light | 285 | 1
| XLSR31885 | Y7-195998 | 195998 | Rear wall ventilated, for HxW = 1800 x 850mm, IP31, grey | EDB | xEnergy Light | 310.7 | 1
| XLSR32065 | Y7-196001 | 196001 | Rear wall ventilated, for HxW = 2000 x 650mm, IP31, grey | EDB | xEnergy Light | 263.7 | 1
| XLSR32085 | Y7-143417 | 143417 | Rear wall ventilated, for HxW = 2000 x 850mm, IP31, grey | EDB | xEnergy Light | 335.5 | 1
| XLSR41410 | Y7-196008 | 196008 | Rear wall ventilated, for HxW = 1400 x 1000mm, IP42, grey | EDB | xEnergy Light | 749 | 1
| XLSR41412 | Y7-196009 | 196009 | Rear wall ventilated, for HxW = 1400 x 1200mm, IP42, grey | EDB | xEnergy Light | 872 | 1
| XLSR4143 | Y7-196002 | 196002 | Rear wall ventilated, for HxW = 1400 x 300mm, IP42, grey | EDB | xEnergy Light | 288.2 | 1
| XLSR4144 | Y7-196003 | 196003 | Rear wall ventilated, for HxW = 1400 x 425mm, IP42, grey | EDB | xEnergy Light | 311.2 | 1
| XLSR4146 | Y7-196004 | 196004 | Rear wall ventilated, for HxW = 1400 x 600mm, IP42, grey | EDB | xEnergy Light | 446.9 | 1
| XLSR41465 | Y7-196005 | 196005 | Rear wall ventilated, for HxW = 1400 x 650mm, IP42, grey | EDB | xEnergy Light | 458 | 1
| XLSR4148 | Y7-196006 | 196006 | Rear wall ventilated, for HxW = 1400 x 800mm, IP42, grey | EDB | xEnergy Light | 549 | 1
| XLSR41485 | Y7-196007 | 196007 | Rear wall ventilated, for HxW = 1400 x 850mm, IP42, grey | EDB | xEnergy Light | 560 | 1
| XLSR41610 | Y7-196016 | 196016 | Rear wall ventilated, for HxW = 1600 x 1000mm, IP42, grey | EDB | xEnergy Light | 784 | 1
| XLSR41611 | Y7-196017 | 196017 | Rear wall ventilated, for HxW = 1600 x 1100mm, IP42, grey | EDB | xEnergy Light | 809 | 1
| XLSR41612 | Y7-196018 | 196018 | Rear wall ventilated, for HxW = 1600 x 1200mm, IP42, grey | EDB | xEnergy Light | 915 | 1
| XLSR416135 | Y7-196019 | 196019 | Rear wall ventilated, for HxW = 1600 x 1350mm, IP42, grey | EDB | xEnergy Light | 1106 | 1
| XLSR4163 | Y7-196010 | 196010 | Rear wall ventilated, for HxW = 1600 x 300mm, IP42, grey | EDB | xEnergy Light | 301.7 | 1
| XLSR4164 | Y7-196011 | 196011 | Rear wall ventilated, for HxW = 1600 x 425mm, IP42, grey | EDB | xEnergy Light | 329 | 1
| XLSR4166 | Y7-196012 | 196012 | Rear wall ventilated, for HxW = 1600 x 600mm, IP42, grey | EDB | xEnergy Light | 475 | 1
| XLSR41665 | Y7-196013 | 196013 | Rear wall ventilated, for HxW = 1600 x 650mm, IP42, grey | EDB | xEnergy Light | 479.9 | 1
| XLSR4168 | Y7-196014 | 196014 | Rear wall ventilated, for HxW = 1600 x 800mm, IP42, grey | EDB | xEnergy Light | 583 | 1
| XLSR41685 | Y7-196015 | 196015 | Rear wall ventilated, for HxW = 1600 x 850mm, IP42, grey | EDB | xEnergy Light | 594 | 1
| XLSR41810 | Y7-196028 | 196028 | Rear wall ventilated, for HxW = 1800 x 1000mm, IP42, grey | EDB | xEnergy Light | 817 | 1
| XLSR41811 | Y7-196029 | 196029 | Rear wall ventilated, for HxW = 1800 x 1100mm, IP42, grey | EDB | xEnergy Light | 844 | 1
| XLSR41812 | Y7-196030 | 196030 | Rear wall ventilated, for HxW = 1800 x 1200mm, IP42, grey | EDB | xEnergy Light | 954 | 1
| XLSR418135 | Y7-196033 | 196033 | Rear wall ventilated, for HxW = 1800 x 1350mm, IP42, grey | EDB | xEnergy Light | 1150 | 1
| XLSR4183 | Y7-196020 | 196020 | Rear wall ventilated, for HxW = 1800 x 300mm, IP42, grey | EDB | xEnergy Light | 311.1 | 1
| XLSR4184 | Y7-196023 | 196023 | Rear wall ventilated, for HxW = 1800 x 425mm, IP42, grey | EDB | xEnergy Light | 342.8 | 1
| XLSR4186 | Y7-196024 | 196024 | Rear wall ventilated, for HxW = 1800 x 600mm, IP42, grey | EDB | xEnergy Light | 491.1 | 1
| XLSR41865 | Y7-196025 | 196025 | Rear wall ventilated, for HxW = 1800 x 650mm, IP42, grey | EDB | xEnergy Light | 506 | 1
| XLSR4188 | Y7-196026 | 196026 | Rear wall ventilated, for HxW = 1800 x 800mm, IP42, grey | EDB | xEnergy Light | 606 | 1
| XLSR41885 | Y7-196027 | 196027 | Rear wall ventilated, for HxW = 1800 x 850mm, IP42, grey | EDB | xEnergy Light | 621 | 1
| XLSR42065 | Y7-196034 | 196034 | Rear wall ventilated, for HxW = 2000 x 650mm, IP42, grey | EDB | xEnergy Light | 529 | 1
| XLSR42085 | Y7-196035 | 196035 | Rear wall ventilated, for HxW = 2000 x 850mm, IP42, grey | EDB | xEnergy Light | 650 | 1
| XLSR51410 | Y7-187915 | 187915 | Rear wall closed, for HxW = 1400 x 1000mm, IP55, grey | EDB | xEnergy Light | 273.3 | 1
| XLSR51412 | Y7-187916 | 187916 | Rear wall closed, for HxW = 1400 x 1200mm, IP55, grey | EDB | xEnergy Light | 308.2 | 1
| XLSR5143 | Y7-193067 | 193067 | Rear wall closed, for HxW = 1400 x 300mm, IP55, grey | EDB | xEnergy Light | 97.7 | 1
| XLSR5144 | Y7-174293 | 174293 | Rear wall closed, for HxW = 1400 x 425mm, IP55, grey | EDB | xEnergy Light | 127 | 1
| XLSR5146 | Y7-114752 | 114752 | Rear wall closed, for HxW = 1400 x 600mm, IP55, grey | EDB | xEnergy Light | 185.4 | 1
| XLSR51465 | Y7-174286 | 174286 | Rear wall closed, for HxW = 1400 x 650mm, IP55, grey | EDB | xEnergy Light | 176.6 | 1
| XLSR5148 | Y7-187914 | 187914 | Rear wall closed, for HxW = 1400 x 800mm, IP55, grey | EDB | xEnergy Light | 237.9 | 1
| XLSR51485 | Y7-174290 | 174290 | Rear wall closed, for HxW = 1400 x 850mm, IP55, grey | EDB | xEnergy Light | 211 | 1
| XLSR51610 | Y7-114757 | 114757 | Rear wall closed, for HxW = 1600 x 1000mm, IP55, grey | EDB | xEnergy Light | 298.2 | 1
| XLSR51611 | Y7-153546 | 153546 | Rear wall closed, for HxW = 1600 x 1100mm, IP55, grey | EDB | xEnergy Light | 309.8 | 1
| XLSR51612 | Y7-114759 | 114759 | Rear wall closed, for HxW = 1600 x 1200mm, IP55, grey | EDB | xEnergy Light | 347.8 | 1
| XLSR516135 | Y7-153547 | 153547 | Rear wall closed, for HxW = 1600 x 1350mm, IP55, grey | EDB | xEnergy Light | 370.4 | 1
| XLSR5163 | Y7-193065 | 193065 | Rear wall closed, for HxW = 1600 x 300mm, IP55, grey | EDB | xEnergy Light | 108.2 | 1
| XLSR5164 | Y7-114751 | 114751 | Rear wall closed, for HxW = 1600 x 425mm, IP55, grey | EDB | xEnergy Light | 155.8 | 1
| XLSR5166 | Y7-114753 | 114753 | Rear wall closed, for HxW = 1600 x 600mm, IP55, grey | EDB | xEnergy Light | 198.9 | 1
| XLSR51665 | Y7-174287 | 174287 | Rear wall closed, for HxW = 1600 x 650mm, IP55, grey | EDB | xEnergy Light | 194.6 | 1
| XLSR5168 | Y7-114755 | 114755 | Rear wall closed, for HxW = 1600 x 800mm, IP55, grey | EDB | xEnergy Light | 248.8 | 1
| XLSR51685 | Y7-174291 | 174291 | Rear wall closed, for HxW = 1600 x 850mm, IP55, grey | EDB | xEnergy Light | 239.5 | 1
| XLSR51810 | Y7-114758 | 114758 | Rear wall closed, for HxW = 1800 x 1000mm, IP55, grey | EDB | xEnergy Light | 328.6 | 1
| XLSR51811 | Y7-196036 | 196036 | Rear wall closed, for HxW = 1800 x 1100mm, IP55, grey | EDB | xEnergy Light | 349.8 | 1
| XLSR51812 | Y7-114760 | 114760 | Rear wall closed, for HxW = 1800 x 1200mm, IP55, grey | EDB | xEnergy Light | 384.1 | 1
| XLSR518135 | Y7-196037 | 196037 | Rear wall closed, for HxW = 1800 x 1350mm, IP55, grey | EDB | xEnergy Light | 422.5 | 1
| XLSR5183 | Y7-193063 | 193063 | Rear wall closed, for HxW = 1800 x 300mm, IP55, grey | EDB | xEnergy Light | 118.1 | 1
| XLSR5184 | Y7-174294 | 174294 | Rear wall closed, for HxW = 1800 x 425mm, IP55, grey | EDB | xEnergy Light | 146.7 | 1
| XLSR5186 | Y7-114754 | 114754 | Rear wall closed, for HxW = 1800 x 600mm, IP55, grey | EDB | xEnergy Light | 217.2 | 1
| XLSR51865 | Y7-174288 | 174288 | Rear wall closed, for HxW = 1800 x 650mm, IP55, grey | EDB | xEnergy Light | 207.7 | 1
| XLSR5188 | Y7-114756 | 114756 | Rear wall closed, for HxW = 1800 x 800mm, IP55, grey | EDB | xEnergy Light | 274.4 | 1
| XLSR51885 | Y7-174292 | 174292 | Rear wall closed, for HxW = 1800 x 850mm, IP55, grey | EDB | xEnergy Light | 261.2 | 1
| XLSR5203 | Y7-196038 | 196038 | Rear wall closed, for HxW = 2000 x 300mm, IP55, grey | EDB | xEnergy Light | 121.5 | 1
| XLSR52065 | Y7-174289 | 174289 | Rear wall closed, for HxW = 2000 x 650mm, IP55, grey | EDB | xEnergy Light | 226.7 | 1
| XLSR52085 | Y7-143416 | 143416 | Rear wall closed, for HxW = 2000 x 850mm, IP55, grey | EDB | xEnergy Light | 279 | 1
| XLSS143 | Y7-114717 | 114717 | Side walls (1 pair), closed, for HxD = 1400 x 300mm, IP55, grey | EDB | xEnergy Light | 193.3 | 1
| XLSS144 | Y7-187913 | 187913 | Side walls (1 pair), closed, for HxD = 1400 x 400mm, IP55, grey | EDB | xEnergy Light | 234.9 | 1
| XLSS163 | Y7-114718 | 114718 | Side walls (1 pair), closed, for HxD = 1600 x 300mm, IP55, grey | EDB | xEnergy Light | 165.5 | 1
| XLSS164 | Y7-114722 | 114722 | Side walls (1 pair), closed, for HxD = 1600 x 400mm, IP55, grey | EDB | xEnergy Light | 258.9 | 1
| XLSS165 | Y7-114725 | 114725 |  | EDB | xEnergy Light | 294.4 | 1
| XLSS166 | Y7-114729 | 114729 | Side walls (1 pair), closed, for HxD = 1600 x 600mm, IP55, grey | EDB | xEnergy Light | 366.5 | 1
| XLSS183 | Y7-114719 | 114719 | Side walls (1 pair), closed, for HxD = 1800 x 300mm, IP55, grey | EDB | xEnergy Light | 227.3 | 1
| XLSS184 | Y7-114723 | 114723 | Side walls (1 pair), closed, for HxD = 1800 x 400mm, IP55, grey | EDB | xEnergy Light | 230 | 1
| XLSS185 | Y7-114726 | 114726 | Side walls (1 pair), closed, for HxD = 1800 x 500mm, IP55, grey | EDB | xEnergy Light | 353.6 | 1
| XLSS186 | Y7-114730 | 114730 | Side walls (1 pair), closed, for HxD = 1800 x 600mm, IP55, grey | EDB | xEnergy Light | 398.8 | 1
| XLSS203 | Y7-114720 | 114720 | Side walls (1 pair), closed, for HxD = 2000 x 300mm, IP55, grey | EDB | xEnergy Light | 195.7 | 1
| XLSS205 | Y7-114727 | 114727 | Side walls (1 pair), closed, for HxD = 2000 x 500mm, IP55, grey | EDB | xEnergy Light | 299.9 | 1
| XLST2J10A | Y7-107690 | 107690 | Bottom/Top coverstrip 35mm long, blind, IP20, for 1000mm Sectionwidth, grey | EDB | xEnergy Light | 17.89 | 1
| XLST2J10B | Y7-107695 | 107695 | Bottom/Top coverstrip 110mm long, blind, IP20, for 1000mm Sectionwidth, grey | EDB | xEnergy Light | 33.43 | 1
| XLST2J10C | Y7-107682 | 107682 | Bottom/Top coverstrip 75mm long, 35mm blind + 40mm foam gasket, IP20, for 1000mm Sectionwidth, grey | EDB | xEnergy Light | 25 | 1
| XLST2J10D | Y7-115240 | 115240 | Bottom/Top coverstrip 105mm long, 75mm blind + 30mm jagged foam gasket, IP20, for 1000mm Sectionwidth | EDB | xEnergy Light | 75.5 | 1
| XLST2J11A | Y7-143360 | 143360 | Bottom/Top coverstrip 35mm long, blind, IP20, for 1100mm Sectionwidth, grey | EDB | xEnergy Light | 18.8 | 1
| XLST2J11B | Y7-143361 | 143361 | Bottom/Top coverstrip 110mm long, blind, IP20, for 1100mm Sectionwidth, grey | EDB | xEnergy Light | 38.73 | 1
| XLST2J11C | Y7-143356 | 143356 | Bottom/Top coverstrip 75mm long, 35mm blind + 40mm foam gasket, IP20, for 1100mm Sectionwidth, grey | EDB | xEnergy Light | 25 | 1
| XLST2J11D | Y7-143231 | 143231 | Bottom/Top coverstrip 105mm long, 75mm blind + 30mm jagged foam gasket, IP20, for 1100mm Sectionwidth | EDB | xEnergy Light | 58.1 | 1
| XLST2J12A | Y7-107691 | 107691 | Bottom/Top coverstrip 35mm long, blind, IP20, for 1200mm Sectionwidth, grey | EDB | xEnergy Light | 24.8 | 1
| XLST2J12B | Y7-107696 | 107696 | Bottom/Top coverstrip 110mm long, blind, IP20, for 1200mm Sectionwidth, grey | EDB | xEnergy Light | 38.35 | 1
| XLST2J12C | Y7-107683 | 107683 | Bottom/Top coverstrip 75mm long, 35mm blind + 40mm foam gasket, IP20, for 1200mm Sectionwidth, grey | EDB | xEnergy Light | 30.56 | 1
| XLST2J12D | Y7-115241 | 115241 | Bottom/Top coverstrip 105mm long, 75mm blind + 30mm jagged foam gasket, IP20, for 1200mm Sectionwidth | EDB | xEnergy Light | 79.5 | 1
| XLST2J135A | Y7-143362 | 143362 | Bottom/Top coverstrip 35mm long, blind, IP20, for 1350mm Sectionwidth, grey | EDB | xEnergy Light | 28.2 | 1
| XLST2J135B | Y7-143363 | 143363 | Bottom/Top coverstrip 110mm long, blind, IP20, for 1350mm Sectionwidth, grey | EDB | xEnergy Light | 51.9 | 1
| XLST2J135C | Y7-143357 | 143357 | Bottom/Top coverstrip 75mm long, 35mm blind + 40mm foam gasket, IP20, for 1350mm Sectionwidth, grey | EDB | xEnergy Light | 38.12 | 1
| XLST2J135D | Y7-143232 | 143232 | Bottom/Top coverstrip 105mm long, 75mm blind + 30mm jagged foam gasket, IP20, for 1350mm Sectionwidth | EDB | xEnergy Light | 61.2 | 1
| XLST2J4A | Y7-107687 | 107687 | Bottom/Top coverstrip 35mm long, blind, IP20, for 425mm Sectionwidth, grey | EDB | xEnergy Light | 12.96 | 1
| XLST2J4B | Y7-107692 | 107692 | Bottom/Top coverstrip 110mm long, blind, IP20, for 425mm Sectionwidth, grey | EDB | xEnergy Light | 16.32 | 1
| XLST2J4C | Y7-107679 | 107679 | Bottom/Top coverstrip 75mm long, 35mm blind + 40mm foam gasket, IP20, for 425mm Sectionwidth, grey | EDB | xEnergy Light | 14.52 | 1
| XLST2J4D | Y7-115237 | 115237 | Bottom/Top coverstrip 105mm long, 75mm blind + 30mm jagged foam gasket, IP20, for 425mm Sectionwidth | EDB | xEnergy Light | 40.58 | 1
| XLST2J6A | Y7-107688 | 107688 | Bottom/Top coverstrip 35mm long, blind, IP20, for 600mm Sectionwidth, grey | EDB | xEnergy Light | 13.65 | 1
| XLST2J6B | Y7-107693 | 107693 | Bottom/Top coverstrip 110mm long, blind, IP20, for 600mm Sectionwidth, grey | EDB | xEnergy Light | 15.25 | 1
| XLST2J6C | Y7-107680 | 107680 | Bottom/Top coverstrip 75mm long, 35mm blind + 40mm foam gasket, IP20, for 600mm Sectionwidth, grey | EDB | xEnergy Light | 16.67 | 1
| XLST2J6D | Y7-115238 | 115238 | Bottom/Top coverstrip 105mm long, 75mm blind + 30mm jagged foam gasket, IP20, for 600mm Sectionwidth | EDB | xEnergy Light | 43.97 | 1
| XLST2J85A | Y7-143358 | 143358 | Bottom/Top coverstrip 35mm long, blind, IP20, for 850mm Sectionwidth, grey | EDB | xEnergy Light | 18.84 | 1
| XLST2J85B | Y7-143359 | 143359 | Bottom/Top coverstrip 110mm long, blind, IP20, for 850mm Sectionwidth, grey | EDB | xEnergy Light | 29.95 | 1
| XLST2J85C | Y7-143355 | 143355 | Bottom/Top coverstrip 75mm long, 35mm blind + 40mm foam gasket, IP20, for 850mm Sectionwidth, grey | EDB | xEnergy Light | 22.5 | 1
| XLST2J85D | Y7-143233 | 143233 | Bottom/Top coverstrip 105mm long, 75mm blind + 30mm jagged foam gasket, IP20, for 850mm Sectionwidth | EDB | xEnergy Light | 48.06 | 1
| XLST2J8A | Y7-107689 | 107689 | Bottom/Top coverstrip 35mm long, blind, IP20, for 800mm Sectionwidth, grey | EDB | xEnergy Light | 16.6 | 1
| XLST2J8B | Y7-107694 | 107694 | Bottom/Top coverstrip 110mm long, blind, IP20, for 800mm Sectionwidth, grey | EDB | xEnergy Light | 18.83 | 1
| XLST2J8C | Y7-107681 | 107681 | Bottom/Top coverstrip 75mm long, 35mm blind + 40mm foam gasket, IP20, for 800mm Sectionwidth, grey | EDB | xEnergy Light | 19.45 | 1
| XLST2J8D | Y7-115239 | 115239 | Bottom/Top coverstrip 105mm long, 75mm blind + 30mm jagged foam gasket, IP20, for 800mm Sectionwidth | EDB | xEnergy Light | 50.3 | 1
| XLST3103 | Y7-196123 | 196123 | Top Panel, IP31, for WxD = 1000 x 300mm, grey | EDB | xEnergy Light | 189.3 | 1
| XLST3104 | Y7-283813 | 283813 | Top Panel, IP31, for WxD = 1000 x 400mm, grey | EDB | xEnergy Light | 192.1 | 1
| XLST3105 | Y7-143293 | 143293 | Top Panel, IP31, for WxD = 1000 x 500mm, grey | EDB | xEnergy Light | 225 | 1
| XLST3113 | Y7-196124 | 196124 | Top Panel, IP31, for WxD = 1100 x 300mm, grey | EDB | xEnergy Light | 201.6 | 1
| XLST3114 | Y7-143294 | 143294 | Top Panel, IP31, for WxD = 1100 x 400mm, grey | EDB | xEnergy Light | 220 | 1
| XLST3115 | Y7-143295 | 143295 | Top Panel, IP31, for WxD = 1100 x 500mm, grey | EDB | xEnergy Light | 239.5 | 1
| XLST3123 | Y7-196125 | 196125 | Top Panel, IP31, for WxD = 1200 x 300mm, grey | EDB | xEnergy Light | 212.4 | 1
| XLST3124 | Y7-143297 | 143297 | Top Panel, IP31, for WxD = 1200 x 400mm, grey | EDB | xEnergy Light | 213.8 | 1
| XLST3125 | Y7-143298 | 143298 | Top Panel, IP31, for WxD = 1200 x 500mm, grey | EDB | xEnergy Light | 245.2 | 1
| XLST31353 | Y7-196126 | 196126 | Top Panel, IP31, for WxD = 1350 x 300mm, grey | EDB | xEnergy Light | 215 | 1
| XLST31354 | Y7-143299 | 143299 | Top Panel, IP31, for WxD = 1350 x 400mm, grey | EDB | xEnergy Light | 232.8 | 1
| XLST31355 | Y7-143300 | 143300 | Top Panel, IP31, for WxD = 1350 x 500mm, grey | EDB | xEnergy Light | 261.6 | 1
| XLST333 | Y7-196117 | 196117 | Top Panel, IP31, for WxD = 300 x 300mm, grey | EDB | xEnergy Light | 110.4 | 1
| XLST335 | Y7-196128 | 196128 | Top Panel, IP31, for WxD = 300 x 500mm, grey | EDB | xEnergy Light | 124.2 | 1
| XLST336 | Y7-196130 | 196130 | Top Panel, IP31, for WxD = 300 x 600mm, grey | EDB | xEnergy Light | 146.4 | 1
| XLST338 | Y7-196132 | 196132 | Top Panel, IP31, for WxD = 300 x 800mm, grey | EDB | xEnergy Light | 166.6 | 1
| XLST343 | Y7-196118 | 196118 | Top Panel, IP31, for WxD = 425 x 300mm, grey | EDB | xEnergy Light | 123.3 | 1
| XLST344 | Y7-283484 | 283484 | Top Panel, IP31, for WxD = 425 x 400mm, grey | EDB | xEnergy Light | 129.6 | 1
| XLST345 | Y7-143286 | 143286 | Top Panel, IP31, for WxD = 425 x 500mm, grey | EDB | xEnergy Light | 137 | 1
| XLST363 | Y7-196119 | 196119 | Top Panel, IP31, for WxD = 600 x 300mm, grey | EDB | xEnergy Light | 138.4 | 1
| XLST364 | Y7-283487 | 283487 | Top Panel, IP31, for WxD = 600 x 400mm, grey | EDB | xEnergy Light | 143 | 1
| XLST365 | Y7-143287 | 143287 | Top Panel, IP31, for WxD = 600 x 500mm, grey | EDB | xEnergy Light | 165.7 | 1
| XLST3653 | Y7-196120 | 196120 | Top Panel, IP31, for WxD = 650 x 300mm, grey | EDB | xEnergy Light | 149.1 | 1
| XLST3654 | Y7-196127 | 196127 | Top Panel, IP31, for WxD = 650 x 400mm, grey | EDB | xEnergy Light | 158.8 | 1
| XLST3655 | Y7-196129 | 196129 | Top Panel, IP31, for WxD = 650 x 500mm, grey | EDB | xEnergy Light | 184.5 | 1
| XLST3656 | Y7-196131 | 196131 | Top Panel, IP31, for WxD = 650 x 600mm, grey | EDB | xEnergy Light | 208 | 1
| XLST3658 | Y7-196133 | 196133 | Top Panel, IP31, for WxD = 650 x 800mm, grey | EDB | xEnergy Light | 247.8 | 1
| XLST383 | Y7-196121 | 196121 | Top Panel, IP31, for WxD = 800 x 300mm, grey | EDB | xEnergy Light | 164.9 | 1
| XLST384 | Y7-283810 | 283810 | Top Panel, IP31, for WxD = 800 x 400mm, grey | EDB | xEnergy Light | 169.9 | 1
| XLST385 | Y7-143288 | 143288 | Top Panel, IP31, for WxD = 800 x 500mm, grey | EDB | xEnergy Light | 195.5 | 1
| XLST3853 | Y7-196122 | 196122 | Top Panel, IP31, for WxD = 850 x 300mm, grey | EDB | xEnergy Light | 171.8 | 1
| XLST3854 | Y7-143289 | 143289 | Top Panel, IP31, for WxD = 850 x 400mm, grey | EDB | xEnergy Light | 171.6 | 1
| XLST3855 | Y7-143290 | 143290 | Top Panel, IP31, for WxD = 850 x 500mm, grey | EDB | xEnergy Light | 193.9 | 1
| XLST3856 | Y7-143291 | 143291 | Top Panel, IP31, for WxD = 850 x 600mm, grey | EDB | xEnergy Light | 244 | 1
| XLST3858 | Y7-143292 | 143292 | Top Panel, IP31, for WxD = 850 x 800mm, grey | EDB | xEnergy Light | 289.9 | 1
| XLST3A36 | Y7-196179 | 196179 | Bottom-/top plate, adjustable flange plates, for WxD = 300 x 600mm, IP30, grey | EDB | xEnergy Light | 74.4 | 1
| XLST3A38 | Y7-196181 | 196181 | Bottom-/top plate, adjustable flange plates, for WxD = 300 x 800mm, IP30, grey | EDB | xEnergy Light | 83.6 | 1
| XLST3F103 | Y7-132959 | 132959 | Bottom-/top plate, adjustable flange plates, for WxD = 1000 x 300mm, IP30, grey | EDB | xEnergy Light | 104.7 | 1
| XLST3F104 | Y7-284295 | 284295 | Bottom-/top plate, adjustable flange plates, for WxD = 1000 x 400mm, IP30, grey | EDB | xEnergy Light | 111.2 | 1
| XLST3F105 | Y7-132960 | 132960 | Bottom-/top plate, adjustable flange plates, for WxD = 1000 x 500mm, IP30, grey | EDB | xEnergy Light | 154.7 | 1
| XLST3F113 | Y7-143369 | 143369 | Bottom-/top plate, adjustable flange plates, for WxD = 1100 x 300mm, IP30, grey | EDB | xEnergy Light | 112 | 1
| XLST3F114 | Y7-143370 | 143370 | Bottom-/top plate, adjustable flange plates, for WxD = 1100 x 400mm, IP30, grey | EDB | xEnergy Light | 128.5 | 1
| XLST3F115 | Y7-143371 | 143371 | Bottom-/top plate, adjustable flange plates, for WxD = 1100 x 500mm, IP30, grey | EDB | xEnergy Light | 160.8 | 1
| XLST3F123 | Y7-132961 | 132961 | Bottom-/top plate, adjustable flange plates, for WxD = 1200 x 300mm, IP30, grey | EDB | xEnergy Light | 122.4 | 1
| XLST3F124 | Y7-132962 | 132962 | Bottom-/top plate, adjustable flange plates, for WxD = 1200 x 400mm, IP30, grey | EDB | xEnergy Light | 137.9 | 1
| XLST3F125 | Y7-132963 | 132963 | Bottom-/top plate, adjustable flange plates, for WxD = 1200 x 500mm, IP30, grey | EDB | xEnergy Light | 180 | 1
| XLST3F1353 | Y7-143373 | 143373 | Bottom-/top plate, adjustable flange plates, for WxD = 1350 x 300mm, IP30, grey | EDB | xEnergy Light | 123.5 | 1
| XLST3F1354 | Y7-143374 | 143374 | Bottom-/top plate, adjustable flange plates, for WxD = 1350 x 400mm, IP30, grey | EDB | xEnergy Light | 148.5 | 1
| XLST3F1355 | Y7-143375 | 143375 | Bottom-/top plate, adjustable flange plates, for WxD = 1350 x 500mm, IP30, grey | EDB | xEnergy Light | 190.1 | 1
| XLST3F33 | Y7-196173 | 196173 | Bottom-/top plate, adjustable flange plates, for WxD = 300 x 300mm, IP30, grey | EDB | xEnergy Light | 58.6 | 1
| XLST3F34 | Y7-196175 | 196175 | Bottom-/top plate, adjustable flange plates, for WxD = 300 x 400mm, IP30, grey | EDB | xEnergy Light | 61.2 | 1
| XLST3F35 | Y7-196177 | 196177 | Bottom-/top plate, adjustable flange plates, for WxD = 300 x 500mm, IP30, grey | EDB | xEnergy Light | 68.4 | 1
| XLST3F43 | Y7-132953 | 132953 | Bottom-/top plate, adjustable flange plates, for WxD = 425 x 300mm, IP30, grey | EDB | xEnergy Light | 58.5 | 1
| XLST3F44 | Y7-284286 | 284286 | Bottom-/top plate, adjustable flange plates, for WxD = 425 x 400mm, IP30, grey | EDB | xEnergy Light | 83.4 | 1
| XLST3F45 | Y7-132954 | 132954 | Bottom-/top plate, adjustable flange plates, for WxD = 425 x 500mm, IP30, grey | EDB | xEnergy Light | 75.3 | 1
| XLST3F63 | Y7-132955 | 132955 | Bottom-/top plate, adjustable flange plates, for WxD = 600 x 300mm, IP30, grey | EDB | xEnergy Light | 70.9 | 1
| XLST3F64 | Y7-284289 | 284289 | Bottom-/top plate, adjustable flange plates, for WxD = 600 x 400mm, IP30, grey | EDB | xEnergy Light | 83.4 | 1
| XLST3F65 | Y7-132956 | 132956 | Bottom-/top plate, adjustable flange plates, for WxD = 600 x 500mm, IP30, grey | EDB | xEnergy Light | 93.3 | 1
| XLST3F653 | Y7-196174 | 196174 | Bottom-/top plate, adjustable flange plates, for WxD = 650 x 300mm, IP30, grey | EDB | xEnergy Light | 75.2 | 1
| XLST3F654 | Y7-196176 | 196176 | Bottom-/top plate, adjustable flange plates, for WxD = 650 x 400mm, IP30, grey | EDB | xEnergy Light | 84.5 | 1
| XLST3F655 | Y7-196178 | 196178 | Bottom-/top plate, adjustable flange plates, for WxD = 650 x 500mm, IP30, grey | EDB | xEnergy Light | 101.3 | 1
| XLST3F656 | Y7-196180 | 196180 | Bottom-/top plate, adjustable flange plates, for WxD = 650 x 600mm, IP30, grey | EDB | xEnergy Light | 110.3 | 1
| XLST3F658 | Y7-196182 | 196182 | Bottom-/top plate, adjustable flange plates, for WxD = 650 x 800mm, IP30, grey | EDB | xEnergy Light | 129.2 | 1
| XLST3F83 | Y7-132957 | 132957 | Bottom-/top plate, adjustable flange plates, for WxD = 800 x 300mm, IP30, grey | EDB | xEnergy Light | 89.4 | 1
| XLST3F84 | Y7-284292 | 284292 | Bottom-/top plate, adjustable flange plates, for WxD = 800 x 400mm, IP30, grey | EDB | xEnergy Light | 97.3 | 1
| XLST3F85 | Y7-132958 | 132958 | Bottom-/top plate, adjustable flange plates, for WxD = 800 x 500mm, IP30, grey | EDB | xEnergy Light | 125.7 | 1
| XLST3F853 | Y7-143364 | 143364 | Bottom-/top plate, adjustable flange plates, for WxD = 850 x 300mm, IP30, grey | EDB | xEnergy Light | 89.3 | 1
| XLST3F854 | Y7-143365 | 143365 | Bottom-/top plate, adjustable flange plates, for WxD = 850 x 400mm, IP30, grey | EDB | xEnergy Light | 102.2 | 1
| XLST3F855 | Y7-143366 | 143366 | Bottom-/top plate, adjustable flange plates, for WxD = 850 x 500mm, IP30, grey | EDB | xEnergy Light | 125.7 | 1
| XLST3F856 | Y7-143367 | 143367 | Bottom-/top plate, adjustable flange plates, for WxD = 850 x 600mm, IP30, grey | EDB | xEnergy Light | 141.3 | 1
| XLST3F858 | Y7-143368 | 143368 | Bottom-/top plate, adjustable flange plates, for WxD = 850 x 800mm, IP30, grey | EDB | xEnergy Light | 161.8 | 1
| XLST4103 | Y7-196140 | 196140 | Top Panel, IP42, for WxD = 1000 x 300mm, grey | EDB | xEnergy Light | 368 | 1
| XLST4104 | Y7-196150 | 196150 | Top Panel, IP42, for WxD = 1000 x 400mm, grey | EDB | xEnergy Light | 405.7 | 1
| XLST4105 | Y7-196160 | 196160 | Top Panel, IP42, for WxD = 1000 x 500mm, grey | EDB | xEnergy Light | 413.3 | 1
| XLST4113 | Y7-196141 | 196141 | Top Panel, IP42, for WxD = 1100 x 300mm, grey | EDB | xEnergy Light | 403.4 | 1
| XLST4114 | Y7-196151 | 196151 | Top Panel, IP42, for WxD = 1100 x 400mm, grey | EDB | xEnergy Light | 446 | 1
| XLST4115 | Y7-196161 | 196161 | Top Panel, IP42, for WxD = 1100 x 500mm, grey | EDB | xEnergy Light | 451.7 | 1
| XLST4123 | Y7-196142 | 196142 | Top Panel, IP42, for WxD = 1200 x 300mm, grey | EDB | xEnergy Light | 419.5 | 1
| XLST4124 | Y7-196152 | 196152 | Top Panel, IP42, for WxD = 1200 x 400mm, grey | EDB | xEnergy Light | 430.5 | 1
| XLST4125 | Y7-196162 | 196162 | Top Panel, IP42, for WxD = 1200 x 500mm, grey | EDB | xEnergy Light | 468.8 | 1
| XLST41353 | Y7-196143 | 196143 | Top Panel, IP42, for WxD = 1350 x 300mm, grey | EDB | xEnergy Light | 443.9 | 1
| XLST41354 | Y7-196153 | 196153 | Top Panel, IP42, for WxD = 1350 x 400mm, grey | EDB | xEnergy Light | 458.1 | 1
| XLST41355 | Y7-196163 | 196163 | Top Panel, IP42, for WxD = 1350 x 500mm, grey | EDB | xEnergy Light | 496.5 | 1
| XLST433 | Y7-196134 | 196134 | Top Panel, IP42, for WxD = 300 x 300mm, grey | EDB | xEnergy Light | 244.7 | 1
| XLST434 | Y7-196144 | 196144 | Top Panel, IP42, for WxD = 300 x 400mm, grey | EDB | xEnergy Light | 268.5 | 1
| XLST435 | Y7-196154 | 196154 | Top Panel, IP42, for WxD = 300 x 500mm, grey | EDB | xEnergy Light | 275.6 | 1
| XLST443 | Y7-196135 | 196135 | Top Panel, IP42, for WxD = 425 x 300mm, grey | EDB | xEnergy Light | 266.8 | 1
| XLST444 | Y7-196145 | 196145 | Top Panel, IP42, for WxD = 425 x 400mm, grey | EDB | xEnergy Light | 294 | 1
| XLST445 | Y7-196155 | 196155 | Top Panel, IP42, for WxD = 425 x 500mm, grey | EDB | xEnergy Light | 303.8 | 1
| XLST463 | Y7-196136 | 196136 | Top Panel, IP42, for WxD = 600 x 300mm, grey | EDB | xEnergy Light | 298.3 | 1
| XLST464 | Y7-196146 | 196146 | Top Panel, IP42, for WxD = 600 x 400mm, grey | EDB | xEnergy Light | 314.1 | 1
| XLST465 | Y7-196156 | 196156 | Top Panel, IP42, for WxD = 600 x 500mm, grey | EDB | xEnergy Light | 324.6 | 1
| XLST4653 | Y7-196137 | 196137 | Top Panel, IP42, for WxD = 650 x 300mm, grey | EDB | xEnergy Light | 290 | 1
| XLST4654 | Y7-196147 | 196147 | Top Panel, IP42, for WxD = 650 x 400mm, grey | EDB | xEnergy Light | 301 | 1
| XLST4655 | Y7-196157 | 196157 | Top Panel, IP42, for WxD = 650 x 500mm, grey | EDB | xEnergy Light | 319.6 | 1
| XLST4656 | Y7-196164 | 196164 | Top Panel, IP42, for WxD = 650 x 600mm, grey | EDB | xEnergy Light | 350.9 | 1
| XLST4658 | Y7-196166 | 196166 | Top Panel, IP42, for WxD = 650 x 800mm, grey | EDB | xEnergy Light | 407.7 | 1
| XLST483 | Y7-196138 | 196138 | Top Panel, IP42, for WxD = 800 x 300mm, grey | EDB | xEnergy Light | 340.4 | 1
| XLST484 | Y7-196148 | 196148 | Top Panel, IP42, for WxD = 800 x 400mm, grey | EDB | xEnergy Light | 375.6 | 1
| XLST485 | Y7-196158 | 196158 | Top Panel, IP42, for WxD = 800 x 500mm, grey | EDB | xEnergy Light | 378.1 | 1
| XLST4853 | Y7-196139 | 196139 | Top Panel, IP42, for WxD = 850 x 300mm, grey | EDB | xEnergy Light | 347 | 1
| XLST4854 | Y7-196149 | 196149 | Top Panel, IP42, for WxD = 850 x 400mm, grey | EDB | xEnergy Light | 356.8 | 1
| XLST4855 | Y7-196159 | 196159 | Top Panel, IP42, for WxD = 850 x 500mm, grey | EDB | xEnergy Light | 383 | 1
| XLST4856 | Y7-196165 | 196165 | Top Panel, IP42, for WxD = 850 x 600mm, grey | EDB | xEnergy Light | 421.4 | 1
| XLST4858 | Y7-196167 | 196167 | Top Panel, IP42, for WxD = 850 x 800mm, grey | EDB | xEnergy Light | 467.9 | 1
| XLST5103 | Y7-114683 | 114683 | Bottom-/top plate, closed, for WxD = 1000 x 300mm, IP55, grey | EDB | xEnergy Light | 58.5 | 1
| XLST5104 | Y7-284310 | 284310 | Bottom-/top plate, closed, for WxD = 1000 x 400mm, IP55, grey | EDB | xEnergy Light | 80.7 | 1
| XLST5105 | Y7-114684 | 114684 | Bottom-/top plate, closed, for WxD = 1000 x 500mm, IP55, grey | EDB | xEnergy Light | 91.8 | 1
| XLST5113 | Y7-143395 | 143395 | Bottom-/top plate, closed, for WxD = 1100 x 300mm, IP55, grey | EDB | xEnergy Light | 59.7 | 1
| XLST5114 | Y7-143396 | 143396 | Bottom-/top plate, closed, for WxD = 1100 x 400mm, IP55, grey | EDB | xEnergy Light | 80.1 | 1
| XLST5115 | Y7-143397 | 143397 | Bottom-/top plate, closed, for WxD = 1100 x 500mm, IP55, grey | EDB | xEnergy Light | 97.8 | 1
| XLST5123 | Y7-114685 | 114685 | Bottom-/top plate, closed, for WxD = 1200 x 300mm, IP55, grey | EDB | xEnergy Light | 79 | 1
| XLST5124 | Y7-284313 | 284313 | Bottom-/top plate, closed, for WxD = 1200 x 400mm, IP55, grey | EDB | xEnergy Light | 83.4 | 1
| XLST5125 | Y7-114686 | 114686 | Bottom-/top plate, closed, for WxD = 1200 x 500mm, IP55, grey | EDB | xEnergy Light | 111.2 | 1
| XLST51353 | Y7-143399 | 143399 | Bottom-/top plate, closed, for WxD = 1350 x 300mm, IP55, grey | EDB | xEnergy Light | 77.8 | 1
| XLST51354 | Y7-143400 | 143400 | Bottom-/top plate, closed, for WxD = 1350 x 400mm, IP55, grey | EDB | xEnergy Light | 104 | 1
| XLST51355 | Y7-143401 | 143401 | Bottom-/top plate, closed, for WxD = 1350 x 500mm, IP55, grey | EDB | xEnergy Light | 118.4 | 1
| XLST533 | Y7-193068 | 193068 | Bottom-/top plate, closed, for WxD = 300 x 300mm, IP55, grey | EDB | xEnergy Light | 30.28 | 1
| XLST534 | Y7-193069 | 193069 | Bottom-/top plate, closed, for WxD = 300 x 400mm, IP55, grey | EDB | xEnergy Light | 37.48 | 1
| XLST535 | Y7-196114 | 196114 | Bottom-/top plate, closed, for WxD = 300 x 500mm, IP55, grey | EDB | xEnergy Light | 40.7 | 1
| XLST543 | Y7-114677 | 114677 | Bottom-/top plate, closed, for WxD = 400 x 300mm, IP55, grey | EDB | xEnergy Light | 37.2 | 1
| XLST544 | Y7-284301 | 284301 | Bottom-/top plate, closed, for WxD = 400 x 400mm, IP55, grey | EDB | xEnergy Light | 58.4 | 1
| XLST545 | Y7-114678 | 114678 | Bottom-/top plate, closed, for WxD = 400 x 500mm, IP55, grey | EDB | xEnergy Light | 52.4 | 1
| XLST563 | Y7-114679 | 114679 | Bottom-/top plate, closed, for WxD = 600 x 300mm, IP55, grey | EDB | xEnergy Light | 45.2 | 1
| XLST564 | Y7-284304 | 284304 | Bottom-/top plate, closed, for WxD = 600 x 400mm, IP55, grey | EDB | xEnergy Light | 64 | 1
| XLST565 | Y7-114680 | 114680 | Bottom-/top plate, closed, for WxD = 600 x 500mm, IP55, grey | EDB | xEnergy Light | 64.4 | 1
| XLST5653 | Y7-174272 | 174272 | Bottom-/top plate, closed, for WxD = 650 x 300mm, IP55, grey | EDB | xEnergy Light | 44.7 | 1
| XLST5654 | Y7-174273 | 174273 | Bottom-/top plate, closed, for WxD = 650 x 400mm, IP55, grey | EDB | xEnergy Light | 57.3 | 1
| XLST5655 | Y7-196115 | 196115 | Bottom-/top plate, closed, for WxD = 650 x 500mm, IP55, grey | EDB | xEnergy Light | 66.9 | 1
| XLST5656 | Y7-174274 | 174274 | Bottom-/top plate, closed, for WxD = 650 x 600mm, IP55, grey | EDB | xEnergy Light | 74.7 | 1
| XLST5658 | Y7-196116 | 196116 | Bottom-/top plate, closed, for WxD = 650 x 800mm, IP55, grey | EDB | xEnergy Light | 93.9 | 1
| XLST583 | Y7-114681 | 114681 | Bottom-/top plate, closed, for WxD = 800 x 300mm, IP55, grey | EDB | xEnergy Light | 49.8 | 1
| XLST584 | Y7-284307 | 284307 | Bottom-/top plate, closed, for WxD = 800 x 400mm, IP55, grey | EDB | xEnergy Light | 72.3 | 1
| XLST585 | Y7-114682 | 114682 | Bottom-/top plate, closed, for WxD = 800 x 500mm, IP55, grey | EDB | xEnergy Light | 74.7 | 1
| XLST5853 | Y7-143390 | 143390 | Bottom-/top plate, closed, for WxD = 850 x 300mm, IP55, grey | EDB | xEnergy Light | 50 | 1
| XLST5854 | Y7-143391 | 143391 | Bottom-/top plate, closed, for WxD = 850 x 400mm, IP55, grey | EDB | xEnergy Light | 67.6 | 1
| XLST5855 | Y7-143392 | 143392 | Bottom-/top plate, closed, for WxD = 850 x 500mm, IP55, grey | EDB | xEnergy Light | 76.5 | 1
| XLST5856 | Y7-143393 | 143393 | Bottom-/top plate, closed, for WxD = 850 x 600mm, IP55, grey | EDB | xEnergy Light | 92 | 1
| XLST5858 | Y7-143394 | 143394 | Bottom-/top plate, closed, for WxD = 850 x 800mm, IP55, grey | EDB | xEnergy Light | 116.5 | 1
| XLST5A103 | Y7-193032 | 193032 | Bottom-/top plate, closed Aluminum, for WxD = 1000 x 300mm, IP55, grey | EDB | xEnergy Light | 141.5 | 1
| XLST5A104 | Y7-193042 | 193042 | Bottom-/top plate, closed Aluminum, for WxD = 1000 x 400mm, IP55, grey | EDB | xEnergy Light | 210.1 | 1
| XLST5A113 | Y7-193033 | 193033 | Bottom-/top plate, closed Aluminum, for WxD = 1100 x 300mm, IP55, grey | EDB | xEnergy Light | 156.2 | 1
| XLST5A114 | Y7-193043 | 193043 | Bottom-/top plate, closed Aluminum, for WxD = 1100 x 400mm, IP55, grey | EDB | xEnergy Light | 232 | 1
| XLST5A123 | Y7-193034 | 193034 | Bottom-/top plate, closed Aluminum, for WxD = 1200 x 300mm, IP55, grey | EDB | xEnergy Light | 170.3 | 1
| XLST5A124 | Y7-193044 | 193044 | Bottom-/top plate, closed Aluminum, for WxD = 1200 x 400mm, IP55, grey | EDB | xEnergy Light | 253.4 | 1
| XLST5A1353 | Y7-193035 | 193035 | Bottom-/top plate, closed Aluminum, for WxD = 1350 x 300mm, IP55, grey | EDB | xEnergy Light | 191.4 | 1
| XLST5A1354 | Y7-193045 | 193045 | Bottom-/top plate, closed Aluminum, for WxD = 1350 x 600mm, IP55, grey | EDB | xEnergy Light | 285.4 | 1
| XLST5A33 | Y7-193026 | 193026 | Bottom-/top plate, closed Aluminum, for WxD = 300 x 300mm, IP55, grey | EDB | xEnergy Light | 50.3 | 1
| XLST5A34 | Y7-193036 | 193036 | Bottom-/top plate, closed Aluminum, for WxD = 300 x 400mm, IP55, grey | EDB | xEnergy Light | 57 | 1
| XLST5A43 | Y7-193027 | 193027 | Bottom-/top plate, closed Aluminum, for WxD = 425 x 300mm, IP55, grey | EDB | xEnergy Light | 59 | 1
| XLST5A44 | Y7-193037 | 193037 | Bottom-/top plate, closed Aluminum, for WxD = 425 x 400mm, IP55, grey | EDB | xEnergy Light | 83.7 | 1
| XLST5A63 | Y7-193028 | 193028 | Bottom-/top plate, closed Aluminum, for WxD = 600 x 300mm, IP55, grey | EDB | xEnergy Light | 83.6 | 1
| XLST5A64 | Y7-193038 | 193038 | Bottom-/top plate, closed Aluminum, for WxD = 600 x 400mm, IP55, grey | EDB | xEnergy Light | 121.6 | 1
| XLST5A653 | Y7-193029 | 193029 | Bottom-/top plate, closed Aluminum, for WxD = 650 x 300mm, IP55, grey | EDB | xEnergy Light | 90.6 | 1
| XLST5A654 | Y7-193039 | 193039 | Bottom-/top plate, closed Aluminum, for WxD = 650 x 400mm, IP55, grey | EDB | xEnergy Light | 132.3 | 1
| XLST5A656 | Y7-193048 | 193048 | Bottom-/top plate, closed Aluminum, for WxD = 650 x 600mm, IP55, grey | EDB | xEnergy Light | 214.8 | 1
| XLST5A658 | Y7-193054 | 193054 | Bottom-/top plate, closed Aluminum, for WxD = 650 x 800mm, IP55, grey | EDB | xEnergy Light | 296.6 | 1
| XLST5A83 | Y7-193030 | 193030 | Bottom-/top plate, closed Aluminum, for WxD = 800 x 300mm, IP55, grey | EDB | xEnergy Light | 113.2 | 1
| XLST5A84 | Y7-193040 | 193040 | Bottom-/top plate, closed Aluminum, for WxD = 800 x 400mm, IP55, grey | EDB | xEnergy Light | 164.3 | 1
| XLST5A853 | Y7-193031 | 193031 | Bottom-/top plate, closed Aluminum, for WxD = 850 x 300mm, IP55, grey | EDB | xEnergy Light | 119.5 | 1
| XLST5A854 | Y7-193041 | 193041 | Bottom-/top plate, closed Aluminum, for WxD = 850 x 400mm, IP55, grey | EDB | xEnergy Light | 177.8 | 1
| XLST5A856 | Y7-193049 | 193049 | Bottom-/top plate, closed Aluminum, for WxD = 850 x 600mm, IP55, grey | EDB | xEnergy Light | 286.4 | 1
| XLST5A858 | Y7-193055 | 193055 | Bottom-/top plate, closed Aluminum, for WxD = 850 x 800mm, IP55, grey | EDB | xEnergy Light | 400.5 | 1
| XLST5F103 | Y7-114693 | 114693 | Bottom-/top plate for F3A flanges, for WxD = 1000 x 300mm, IP55, grey | EDB | xEnergy Light | 70.8 | 1
| XLST5F104 | Y7-284325 | 284325 | Bottom-/top plate for F3A flanges, for WxD = 1000 x 400mm, IP55, grey | EDB | xEnergy Light | 77.9 | 1
| XLST5F105 | Y7-114694 | 114694 | Bottom-/top plate for F3A flanges, for WxD = 1000 x 500mm, IP55, grey | EDB | xEnergy Light | 110.9 | 1
| XLST5F113 | Y7-143408 | 143408 | Bottom-/top plate for F3A flanges, for WxD = 1100 x 300mm, IP55, grey | EDB | xEnergy Light | 71.6 | 1
| XLST5F114 | Y7-143409 | 143409 | Bottom-/top plate for F3A flanges, for WxD = 1100 x 400mm, IP55, grey | EDB | xEnergy Light | 83.2 | 1
| XLST5F115 | Y7-143410 | 143410 | Bottom-/top plate for F3A flanges, for WxD = 1100 x 500mm, IP55, grey | EDB | xEnergy Light | 105.2 | 1
| XLST5F123 | Y7-114695 | 114695 | Bottom-/top plate for F3A flanges, for WxD = 1200 x 300mm, IP55, grey | EDB | xEnergy Light | 77.9 | 1
| XLST5F124 | Y7-284328 | 284328 | Bottom-/top plate for F3A flanges, for WxD = 1200 x 400mm, IP55, grey | EDB | xEnergy Light | 111.2 | 1
| XLST5F125 | Y7-114696 | 114696 | Bottom-/top plate for F3A flanges, for WxD = 1200 x 500mm, IP55, grey | EDB | xEnergy Light | 124 | 1
| XLST5F1353 | Y7-143412 | 143412 | Bottom-/top plate for F3A flanges, for WxD = 1350 x 300mm, IP55, grey | EDB | xEnergy Light | 81.2 | 1
| XLST5F1354 | Y7-143413 | 143413 | Bottom-/top plate for F3A flanges, for WxD = 1350 x 400mm, IP55, grey | EDB | xEnergy Light | 102.8 | 1
| XLST5F1355 | Y7-143414 | 143414 | Bottom-/top plate for F3A flanges, for WxD = 1350 x 500mm, IP55, grey | EDB | xEnergy Light | 129.1 | 1
| XLST5F35 | Y7-196168 | 196168 | Bottom-/top plate for F3A flanges, for WxD = 300 x 500mm, IP55, grey | EDB | xEnergy Light | 41.92 | 1
| XLST5F36 | Y7-196170 | 196170 | Bottom-/top plate for F3A flanges, for WxD = 300 x 600mm, IP55, grey | EDB | xEnergy Light | 44.01 | 1
| XLST5F38 | Y7-196171 | 196171 | Bottom-/top plate for F3A flanges, for WxD = 300 x 800mm, IP55, grey | EDB | xEnergy Light | 52.9 | 1
| XLST5F43 | Y7-114687 | 114687 | Bottom-/top plate for F3A flanges, for WxD = 425 x 300mm, IP55, grey | EDB | xEnergy Light | 39.15 | 1
| XLST5F44 | Y7-284316 | 284316 | Bottom-/top plate for F3A flanges, for WxD = 425 x 400mm, IP55, grey | EDB | xEnergy Light | 64 | 1
| XLST5F45 | Y7-114688 | 114688 | Bottom-/top plate for F3A flanges, for WxD = 425 x 500mm, IP55, grey | EDB | xEnergy Light | 49.15 | 1
| XLST5F63 | Y7-114689 | 114689 | Bottom-/top plate for F3A flanges, for WxD = 600 x 300mm, IP55, grey | EDB | xEnergy Light | 46.36 | 1
| XLST5F64 | Y7-284319 | 284319 | Bottom-/top plate for F3A flanges, for WxD = 600 x 400mm, IP55, grey | EDB | xEnergy Light | 66.8 | 1
| XLST5F65 | Y7-114690 | 114690 | Bottom-/top plate for F3A flanges, for WxD = 600 x 500mm, IP55, grey | EDB | xEnergy Light | 70.2 | 1
| XLST5F653 | Y7-174275 | 174275 | Bottom-/top plate for F3A flanges, for WxD = 650 x 300mm, IP55, grey | EDB | xEnergy Light | 47.21 | 1
| XLST5F654 | Y7-174276 | 174276 | Bottom-/top plate for F3A flanges, for WxD = 650 x 400mm, IP55, grey | EDB | xEnergy Light | 61 | 1
| XLST5F655 | Y7-196169 | 196169 | Bottom-/top plate for F3A flanges, for WxD = 650 x 500mm, IP55, grey | EDB | xEnergy Light | 70.7 | 1
| XLST5F656 | Y7-174277 | 174277 | Bottom-/top plate for F3A flanges, for WxD = 650 x 600mm, IP55, grey | EDB | xEnergy Light | 84.5 | 1
| XLST5F658 | Y7-196172 | 196172 | Bottom-/top plate for F3A flanges, for WxD = 650 x 800mm, IP55, grey | EDB | xEnergy Light | 101.7 | 1
| XLST5F83 | Y7-114691 | 114691 | Bottom-/top plate for F3A flanges, for WxD = 800 x 300mm, IP55, grey | EDB | xEnergy Light | 57.5 | 1
| XLST5F84 | Y7-284322 | 284322 | Bottom-/top plate for F3A flanges, for WxD = 800 x 400mm, IP55, grey | EDB | xEnergy Light | 69.5 | 1
| XLST5F85 | Y7-114692 | 114692 | Bottom-/top plate for F3A flanges, for WxD = 800 x 500mm, IP55, grey | EDB | xEnergy Light | 87.2 | 1
| XLST5F853 | Y7-143403 | 143403 | Bottom-/top plate for F3A flanges, for WxD = 800 x 300mm, IP55, grey | EDB | xEnergy Light | 56.6 | 1
| XLST5F854 | Y7-143404 | 143404 | Bottom-/top plate for F3A flanges, for WxD = 800 x 400mm, IP55, grey | EDB | xEnergy Light | 76.6 | 1
| XLST5F855 | Y7-143405 | 143405 | Bottom-/top plate for F3A flanges, for WxD = 800 x 500mm, IP55, grey | EDB | xEnergy Light | 96.8 | 1
| XLST5F856 | Y7-143406 | 143406 | Bottom-/top plate for F3A flanges, for WxD = 800 x 600mm, IP55, grey | EDB | xEnergy Light | 104.1 | 1
| XLST5F858 | Y7-143407 | 143407 | Bottom-/top plate for F3A flanges, for WxD = 800 x 800mm, IP55, grey | EDB | xEnergy Light | 135.8 | 1
| XLST5S103 | Y7-188026 | 188026 | Bottom-/top plate, closed, galvanized, for WxD = 1000 x 300mm, IP55 | EDB | xEnergy Light | 64.8 | 1
| XLST5S104 | Y7-119913 | 119913 | Bottom-/top plate, closed, galvanized, for WxD = 1000 x 400mm, IP55 | EDB | xEnergy Light | 85.9 | 1
| XLST5S113 | Y7-143218 | 143218 | Bottom-/top plate, closed, galvanized, for WxD = 1100 x 300mm, IP55 | EDB | xEnergy Light | 64.2 | 1
| XLST5S114 | Y7-143219 | 143219 | Bottom-/top plate, closed, galvanized, for WxD = 1100 x 400mm, IP55 | EDB | xEnergy Light | 94.3 | 1
| XLST5S115 | Y7-143220 | 143220 | Bottom-/top plate, closed, galvanized, for WxD = 1100 x 500mm, IP55 | EDB | xEnergy Light | 129.3 | 1
| XLST5S123 | Y7-187912 | 187912 | Bottom-/top plate, closed, galvanized, for WxD = 1200 x 300mm, IP55 | EDB | xEnergy Light | 76.6 | 1
| XLST5S1353 | Y7-143223 | 143223 | Bottom-/top plate, closed, galvanized, for WxD = 1350 x 300mm, IP55 | EDB | xEnergy Light | 78 | 1
| XLST5S1354 | Y7-143224 | 143224 | Bottom-/top plate, closed, galvanized, for WxD = 1350 x 400mm, IP55 | EDB | xEnergy Light | 120.6 | 1
| XLST5S1355 | Y7-143225 | 143225 | Bottom-/top plate, closed, galvanized, for WxD = 1350 x 500mm, IP55 | EDB | xEnergy Light | 169.7 | 1
| XLST5S43 | Y7-188023 | 188023 | Bottom-/top plate, closed, galvanized, for WxD = 425 x 300mm, IP55 | EDB | xEnergy Light | 28.97 | 1
| XLST5S44 | Y7-119910 | 119910 | Bottom-/top plate, closed, galvanized, for WxD = 425 x 400mm, IP55 | EDB | xEnergy Light | 38.89 | 1
| XLST5S63 | Y7-188024 | 188024 | Bottom-/top plate, closed, galvanized, for WxD = 600 x 300mm, IP55 | EDB | xEnergy Light | 39.16 | 1
| XLST5S64 | Y7-119911 | 119911 | Bottom-/top plate, closed, galvanized, for WxD = 600 x 400mm, IP55 | EDB | xEnergy Light | 48.8 | 1
| XLST5S83 | Y7-188025 | 188025 | Bottom-/top plate, closed, galvanized, for WxD = 800 x 300mm, IP55 | EDB | xEnergy Light | 51.7 | 1
| XLST5S84 | Y7-119912 | 119912 | Bottom-/top plate, closed, galvanized, for WxD = 800 x 400mm, IP55 | EDB | xEnergy Light | 65.8 | 1
| XLST5S853 | Y7-143213 | 143213 | Bottom-/top plate, closed, galvanized, for WxD = 850 x 300mm, IP55 | EDB | xEnergy Light | 47.48 | 1
| XLST5S854 | Y7-143214 | 143214 | Bottom-/top plate, closed, galvanized, for WxD = 850 x 400mm, IP55 | EDB | xEnergy Light | 70.1 | 1
| XLST5S855 | Y7-143215 | 143215 | Bottom-/top plate, closed, galvanized, for WxD = 850 x 500mm, IP55 | EDB | xEnergy Light | 92.8 | 1
| XLST5S856 | Y7-143216 | 143216 | Bottom-/top plate, closed, galvanized, for WxD = 850 x 600mm, IP55 | EDB | xEnergy Light | 118 | 1
| XLST5S858 | Y7-143217 | 143217 | Bottom-/top plate, closed, galvanized, for WxD = 850 x 800mm, IP55 | EDB | xEnergy Light | 163.6 | 1
| XLSVN | Y7-196883 | 196883 | N rail angle bracket for cabling box, vertical | EDB | xEnergy Light | 71 | 1
| XLSVNE | Y7-196885 | 196885 | N rail angle bracket for cabling box, vertical, support termination | EDB | xEnergy Light | 38.64 | 1
| XLSVPE | Y7-196884 | 196884 | PE rail angle bracket for cabling box, vertical | EDB | xEnergy Light | 111.9 | 1
| XM2N43F06C | Y7-180480 | 180480 | Front plate, 2xNZM4, 3p, fixed, W=600mm, grey | EDB | xEnergy Main | 387 | 1
| XM2N43F06C-55 | Y7-180505 | 180505 | Front plate, 2xNZM4, 3p, fixed, W=600mm, IP55, grey | EDB | xEnergy Main | 885 | 1
| XM2N43F06C-55-T | Y7-196461 | 196461 | C,2xNZM4,3pol,F,H650,B600,IP42/55,T-Cut | EDB | xEnergy Main | 886 | 1
| XM2N43F06C-55-XMV | Y7-180507 | 180507 | Front plate, 2xNZM4, 3p, fixed with mechanical interlock, W=600mm, IP55, grey | EDB | xEnergy Main | 844 | 1
| XM2N43F06C-T | Y7-196456 | 196456 | C,2xNZM4,3pol,H650,B600,T-Cut | EDB | xEnergy Main | 394.4 | 1
| XM2N43F06C-XMV | Y7-180482 | 180482 | Front plate, 2xNZM4, 3p, fixed with mechanical interlock, W=600mm, grey | EDB | xEnergy Main | 374.2 | 1
| XM2N43F08C | Y7-187144 | 187144 | Frontcover, 2xNZM4, 3p, fixed mounting, width 800mm, grey | EDB | xEnergy Main | 419.4 | 1
| XM2N43F08C-55 | Y7-187980 | 187980 | Front cover NZM4 3pol W800 | EDB | xEnergy Main | 873 | 1
| XM2N43F08C-T | Y7-500029 | 500029 | Front cover 2xNZM4, 3P, Fixed, W800mm TripU | EDB | xEnergy Main | 401.6 | 1
| XM2N43W08C | Y7-180491 | 180491 | Front plate, 2xNZM4, 3p, withdrawable, W=800mm, grey | EDB | xEnergy Main | 601 | 1
| XM2N43W08C-55 | Y7-180517 | 180517 | Front plate, 2xNZM4, 3p, withdrawable, W=800mm, IP55, grey | EDB | xEnergy Main | 1119 | 1
| XM2N43W08C-55-XR | Y7-180519 | 180519 | Front plate, 2xNZM4, 3p, withdrawable + remote operator, W=800mm, IP55, grey | EDB | xEnergy Main | 1134 | 1
| XM2N43W08C-XR | Y7-180493 | 180493 | Front plate, 2xNZM4, 3p, withdrawable + remote operator, W=800mm, grey | EDB | xEnergy Main | 675 | 1
| XM2N44F08C | Y7-180481 | 180481 | Front plate, 2xNZM4, 4p, fixed, W=800mm, grey | EDB | xEnergy Main | 409.9 | 1
| XM2N44F08C-55 | Y7-180506 | 180506 | Front plate, 2xNZM4, 4p, fixed, W=800mm, IP55, grey | EDB | xEnergy Main | 938 | 1
| XM2N44F08C-55-T | Y7-196462 | 196462 | C,2xNZM4,4pol,F,H650,B800,IP42/55,T-Cut | EDB | xEnergy Main | 939 | 1
| XM2N44F08C-55-XMV | Y7-180508 | 180508 | Front plate, 2xNZM4, 4p, fixed with mechanical interlock, W=800mm, IP55, grey | EDB | xEnergy Main | 877 | 1
| XM2N44F08C-XMV | Y7-180483 | 180483 | Front plate, 2xNZM4, 3p, fixed with mechanical interlock, W=800mm, grey | EDB | xEnergy Main | 392.1 | 1
| XM2N44W10C | Y7-180492 | 180492 | Front plate, 2xNZM4, 4p, withdrawable, W=1000mm, grey | EDB | xEnergy Main | 602 | 1
| XM2N44W10C-55 | Y7-180518 | 180518 | Front plate, 2xNZM4, 4p, withdrawable, W=1000mm, IP55, grey | EDB | xEnergy Main | 1114 | 1
| XM2N44W10C-55-XR | Y7-180520 | 180520 | Front plate, 2xNZM4, 4p, withdrawable + remote operator, W=1000mm, IP55, grey | EDB | xEnergy Main | 1208 | 1
| XM2N44W10C-XR | Y7-180494 | 180494 | Front plate, 2xNZM4, 4p, withdrawable + remote operator, W=1000mm, grey | EDB | xEnergy Main | 676 | 1
| XMBD | Y7-283921 | 283921 | Bracket for outg. W. remote operator and/or plug-in / withdrawable unit | EDB | xEnergy Main | 41.67 | 1
| XMC-0204 | Y7-193109 | 193109 | Cover, blind plate for box solution, H=50 mm, W=425 mm | EDB | xEnergy Main | 123.5 | 1
| XMC-0206 | Y7-192652 | 192652 | Snap-on cover, closed, BS, HxW=50x600mm | EDB | xEnergy Main | 127.9 | 1
| XMC-0208 | Y7-192653 | 192653 | Snap-on cover, closed, BS, HxW=50x800mm | EDB | xEnergy Main | 155.9 | 1
| XMC-0404 | Y7-193110 | 193110 | Cover, blind plate for box solution, H=100 mm, W=425 mm | EDB | xEnergy Main | 128.9 | 1
| XMC-0406 | Y7-192654 | 192654 | Snap-on cover, closed, BS, HxW=100x600mm | EDB | xEnergy Main | 133.8 | 1
| XMC-0408 | Y7-192655 | 192655 | Snap-on cover, closed, BS, HxW=100x800mm | EDB | xEnergy Main | 169.1 | 1
| XMC0604 | Y7-102945 | 102945 | Snap-on cover, closed, HxW=650x425mm, grey | EDB | xEnergy Main | 166.4 | 1
| XMC0604-BS | Y7-125983 | 125983 | Snap-on cover, closed, BS, HxW=150x425mm, grey | EDB | xEnergy Main | 121.6 | 1
| XMC0604-BS-SOND-RAL* | Y7-125987 | 125987 | Snap-on cover, closed, BS, HxW=150x425mm, special color | EDB | xEnergy Main | 154.3 | 1
| XMC0604-SOND-RAL* | Y7-122417 | 122417 | Snap-on cover, closed, HxW=650x425mm, special color | EDB | xEnergy Main | 211 | 1
| XMC0606 | Y7-102946 | 102946 | Snap-on cover, closed, HxW=650x600mm, grey | EDB | xEnergy Main | 194.5 | 1
| XMC060602 | Y7-107987 | 107987 | Snap-on cover, closed, HxW=650x600mm, divided, grey | EDB | xEnergy Main | 408.8 | 1
| XMC060602-SOND-RAL* | Y7-122560 | 122560 | Plug-in plate, without cut-out, HxW=650x600mm, special color, (2pc.) | EDB | xEnergy Main | 519 | 1
| XMC0606-BS | Y7-125985 | 125985 | Snap-on cover, closed, BS, HxW=150x600mm, grey | EDB | xEnergy Main | 137.7 | 1
| XMC0606-BS-SOND-RAL* | Y7-125989 | 125989 | Snap-on cover, closed, BS, HxW=150x600mm, special color | EDB | xEnergy Main | 174.8 | 1
| XMC0606-SOND-RAL* | Y7-122418 | 122418 | Snap-on cover, closed, HxW=650x600mm, special color | EDB | xEnergy Main | 246.8 | 1
| XMC0608 | Y7-102947 | 102947 | Snap-on cover, closed, HxW=650x800mm, grey | EDB | xEnergy Main | 234.9 | 1
| XMC060802 | Y7-107988 | 107988 | Snap-on cover, closed, HxW=650x800mm, divided, grey | EDB | xEnergy Main | 443.6 | 1
| XMC060802-SOND-RAL* | Y7-122561 | 122561 | Plug-in plate, without cut-out, HxW=650x800mm, special color, (2pc.) | EDB | xEnergy Main | 563 | 1
| XMC0608-SOND-RAL* | Y7-122419 | 122419 | Snap-on cover, closed, HxW=650x800mm, special color | EDB | xEnergy Main | 335.5 | 1
| XMC0610 | Y7-102948 | 102948 | Snap-on cover, closed, HxW=650x1000mm, grey | EDB | xEnergy Main | 267.4 | 1
| XMC061002 | Y7-500030 | 500030 | Front cover, fixed, closed, H650W200mm | EDB | xEnergy Main | 462.2 | 1
| XMC0610-SOND-RAL* | Y7-122420 | 122420 | Snap-on cover, closed, HxW=650x1000mm, special color | EDB | xEnergy Main | 367.5 | 1
| XMC0611 | Y7-132993 | 132993 | Snap-on cover, closed, HxW=650x1100mm, grey | EDB | xEnergy Main | 279.7 | 1
| XMC0611-SOND-RAL* | Y7-133041 | 133041 | Snap-on cover, closed, HxW=650x1100mm, special color | EDB | xEnergy Main | 355 | 1
| XMC0612 | Y7-113990 | 113990 | Snap-on cover, closed, HxW=650x1200mm, grey | EDB | xEnergy Main | 333.4 | 1
| XMC0612-SOND-RAL* | Y7-122617 | 122617 | Snap-on cover, closed, HxW=650x1200mm, special color | EDB | xEnergy Main | 383.4 | 1
| XMC06135 | Y7-132994 | 132994 | Snap-on cover, closed, HxW=650x1350mm, grey | EDB | xEnergy Main | 331.3 | 1
| XMC06135-SOND-RAL* | Y7-133042 | 133042 | Snap-on cover, closed, HxW=650x1350mm, special color | EDB | xEnergy Main | 420.6 | 1
| XMC1004-BS | Y7-125984 | 125984 | Snap-on cover, closed, BS, HxW=250x425mm, grey | EDB | xEnergy Main | 163.5 | 1
| XMC1004-BS-SOND-RAL* | Y7-125988 | 125988 | Snap-on cover, closed, BS, HxW=250x425mm, special color | EDB | xEnergy Main | 207.2 | 1
| XMC1006-BS | Y7-125986 | 125986 | Snap-on cover, closed, BS, HxW=250x600mm, grey | EDB | xEnergy Main | 185.2 | 1
| XMC1006-BS-SOND-RAL* | Y7-125990 | 125990 | Snap-on cover, closed, BS, HxW=250x600mm, special color | EDB | xEnergy Main | 235.1 | 1
| XMCTB-C-MC-SOND-RAL* | Y7-152662 | 152662 | Front filler, IP55, special color | EDB | xEnergy Main | 144.8 | 1
| XMCTB-V-MC-SOND-RAL* | Y7-152661 | 152661 | Front filler, IP31, special color | EDB | xEnergy Main | 202.5 | 1
| XME0106C | Y7-158619 | 158619 | Front plate, empty, HxW=25x600mm, grey | EDB | xEnergy Main | 19.45 | 1
| XME0108C | Y7-192858 | 192858 | XF cover closed w800 H25 | EDB | xEnergy Main | 22.23 | 1
| XME0204C | Y7-283922 | 283922 | Front cover, +mounting kit, vertical, empty, HxW=50x425mm, grey | EDB | xEnergy Main | 27.38 | 1
| XME0204C-SOND-RAL* | Y7-122121 | 122121 | Front cover, +mounting kit, vertical, empty, HxW=50x425mm, special color | EDB | xEnergy Main | 32.46 | 1
| XME0204M | Y7-283923 | 283923 | Mounting plate, +mounting kit, vertical, empty, HxW=50x425mm | EDB | xEnergy Main | 18.98 | 1
| XME0206C | Y7-283924 | 283924 | Front cover, +mounting kit, vertical, empty, HxW=50x600mm, grey | EDB | xEnergy Main | 25 | 1
| XME0206C-SOND-RAL* | Y7-122122 | 122122 | Front cover, +mounting kit, vertical, empty, HxW=50x600mm, special color | EDB | xEnergy Main | 29.17 | 1
| XME0206M | Y7-283925 | 283925 | Mounting plate, +mounting kit, vertical, empty, HxW=50x600mm | EDB | xEnergy Main | 19.45 | 1
| XME0208C | Y7-192859 | 192859 | XF cover closed w800 H50 | EDB | xEnergy Main | 34.32 | 1
| XME0208M | Y7-193118 | 193118 | mounting plate H50 W800 | EDB | xEnergy Main | 30.82 | 1
| XME0404C | Y7-283926 | 283926 | Front cover, +mounting kit, vertical, empty, HxW=100x425mm, grey | EDB | xEnergy Main | 27.03 | 1
| XME0404CI | Y7-283927 | 283927 | Front cover, +mounting kit, for 9xRMQ, HxW=100x425mm, grey | EDB | xEnergy Main | 25 | 1
| XME0404CI-SOND-RAL* | Y7-122124 | 122124 | Front cover, +mounting kit, for 9xRMQ, HxW=100x425mm, special color | EDB | xEnergy Main | 30.46 | 1
| XME0404C-SOND-RAL* | Y7-122123 | 122123 | Front cover, +mounting kit, vertical, empty, HxW=100x425mm, special color | EDB | xEnergy Main | 32.05 | 1
| XME0404CV | Y7-283928 | 283928 | Front cover, +mounting kit, vertical, empty, HxW=100x425mm, grey | EDB | xEnergy Main | 35.96 | 1
| XME0404CV-SOND-RAL* | Y7-122125 | 122125 | Front cover, +mounting kit, vertical, empty, HxW=100x425mm, special color | EDB | xEnergy Main | 42.65 | 1
| XME0404M | Y7-283929 | 283929 | Mounting plate, +mounting kit, vertical, empty, HxW=100x425mm | EDB | xEnergy Main | 25.08 | 1
| XME0406C | Y7-283930 | 283930 | Front cover, +mounting kit, vertical, empty, HxW=100x600mm, grey | EDB | xEnergy Main | 25 | 1
| XME0406CI | Y7-283931 | 283931 | Front cover, +mounting kit, for 12xRMQ, HxW=100x600mm, grey | EDB | xEnergy Main | 30.52 | 1
| XME0406CI-SOND-RAL* | Y7-122127 | 122127 | Front cover, +mounting kit, for 12xRMQ, HxW=100x600mm, special color | EDB | xEnergy Main | 36.2 | 1
| XME0406C-SOND-RAL* | Y7-122126 | 122126 | Front cover, +mounting kit, vertical, empty, HxW=100x600mm, special color | EDB | xEnergy Main | 31.95 | 1
| XME0406CV | Y7-283932 | 283932 | Front cover, +mounting kit, vertical, empty, HxW=100x600mm, grey | EDB | xEnergy Main | 36.79 | 1
| XME0406CV-SOND-RAL* | Y7-122128 | 122128 | Front cover, +mounting kit, vertical, empty, HxW=100x600mm, special color | EDB | xEnergy Main | 46.69 | 1
| XME0406M | Y7-283933 | 283933 | Mounting plate, +mounting kit, vertical, empty, HxW=100x600mm | EDB | xEnergy Main | 22.23 | 1
| XME0408C | Y7-290353 | 290353 | Front cover, +mounting kit, vertical, empty, HxW=100x800mm, grey | EDB | xEnergy Main | 61.2 | 1
| XME0408C-SOND-RAL* | Y7-122398 | 122398 | Front cover, +mounting kit, vertical, empty, HxW=100x800mm, special color | EDB | xEnergy Main | 70.9 | 1
| XME0408CV | Y7-192868 | 192868 | XF cover ventilated w800 H100 | EDB | xEnergy Main | 44.35 | 1
| XME0408M | Y7-285689 | 285689 | Mounting plate, +mounting kit, vertical, empty, HxW=100x800mm | EDB | xEnergy Main | 55.7 | 1
| XME0410C | Y7-106713 | 106713 | Front cover, +mounting kit, vertical, empty, HxW=100x1000mm, grey | EDB | xEnergy Main | 42.16 | 1
| XME0410C-SOND-RAL* | Y7-122502 | 122502 | Front cover, +mounting kit, vertical, empty, HxW=100x1000mm, special color | EDB | xEnergy Main | 50 | 1
| XME0410M | Y7-285695 | 285695 | Mounting plate, +mounting kit, vertical, empty, HxW=100x1000mm | EDB | xEnergy Main | 58.4 | 1
| XME0601CS | Y7-289955 | 289955 | Empty section cover, PIFT, HxW=600x25mm, grey | EDB | xEnergy Main | 41.67 | 1
| XME0601CS-SOND-RAL* | Y7-122393 | 122393 | Empty section cover, PIFT, HxW=600x25mm, special color | EDB | xEnergy Main | 47.92 | 1
| XME0602CL | Y7-289904 | 289904 | Empty section cover, SL, HxW=600x50mm | EDB | xEnergy Main | 34.73 | 1
| XME0602CS | Y7-292500 | 292500 | Empty section cover, PIFT, HxW=600x50mm, grey | EDB | xEnergy Main | 58.4 | 1
| XME0602CS-SOND-RAL* | Y7-122399 | 122399 | Empty section cover, PIFT HxW=600x50mm, special color | EDB | xEnergy Main | 67.5 | 1
| XME0603CS | Y7-292501 | 292501 | Empty section cover, PIFT, HxW=600x100mm, grey | EDB | xEnergy Main | 61.2 | 1
| XME0603CS-SOND-RAL* | Y7-122400 | 122400 | Empty section cover, PIFT, HxW=600x100mm, special color | EDB | xEnergy Main | 70.9 | 1
| XME0603CSV-SOND-RAL* | Y7-129014 | 129014 | Empty section cover, PIFT, ventilated, HxW=600x75mm, special color | EDB | xEnergy Main | 34.48 | 1
| XME0604C | Y7-283934 | 283934 | Front cover, +mounting kit, vertical, empty, HxW=150x425mm, grey | EDB | xEnergy Main | 34.7 | 1
| XME0604CL | Y7-289905 | 289905 | Empty section cover, SL, HxW=600x100mm | EDB | xEnergy Main | 54.1 | 1
| XME0604CM | Y7-283935 | 283935 | Front cover, +mounting kit, for meter 2x72 +2S, HxW=150x425mm, grey | EDB | xEnergy Main | 33.02 | 1
| XME0604CM-SOND-RAL* | Y7-122130 | 122130 | Front cover, +mounting kit, for meter 2x72 +2S, HxW=150x425mm, special color | EDB | xEnergy Main | 39.17 | 1
| XME0604C-SOND-RAL* | Y7-122129 | 122129 | Front cover, +mounting kit, vertical, empty, HxW=150x425mm, special color | EDB | xEnergy Main | 41.15 | 1
| XME0604M | Y7-284727 | 284727 | Mounting plate, +mounting kit, vertical, empty, HxW=150x425mm | EDB | xEnergy Main | 44.45 | 1
| XME0605CSV | Y7-185200 | 185200 | Empty space cover, PIFT, ventilated, H = 125mm, grey | EDB | xEnergy Main | 63 | 1
| XME0606C | Y7-283936 | 283936 | Front cover, +mounting kit, vertical, empty, HxW=150x600mm, grey | EDB | xEnergy Main | 36.08 | 1
| XME0606CM2 | Y7-283937 | 283937 | Front cover, +mounting kit, for meter 2x72 +2S, HxW=150 B=600mm, grey | EDB | xEnergy Main | 36.44 | 1
| XME0606CM2-SOND-RAL* | Y7-122132 | 122132 | Front cover, +mounting kit, for meter 2x72 +2S, HxW=150x600mm, special color | EDB | xEnergy Main | 43.23 | 1
| XME0606CM4 | Y7-283938 | 283938 | Front cover, +mounting kit, for meter 4x72 +1S, HxW=150 B=600mm, grey | EDB | xEnergy Main | 35.5 | 1
| XME0606CM4-SOND-RAL* | Y7-122133 | 122133 | Front cover, +mounting kit, for meter 4x72 +1S, HxW=200x600mm, special color | EDB | xEnergy Main | 42.09 | 1
| XME0606CS | Y7-292502 | 292502 | Empty section cover, PIFT, HxW=600x200mm, grey | EDB | xEnergy Main | 64 | 1
| XME0606C-SOND-RAL* | Y7-122131 | 122131 | Front cover, +mounting kit, vertical, empty, HxW=150x600mm, special color | EDB | xEnergy Main | 64 | 1
| XME0606CS-SOND-RAL* | Y7-122401 | 122401 | Empty section cover, PIFT, HxW=600x200mm, special color | EDB | xEnergy Main | 73.7 | 1
| XME0606M | Y7-284728 | 284728 | Mounting plate, +mounting kit, vertical, empty, HxW=150x600mm | EDB | xEnergy Main | 47.23 | 1
| XME0608C | Y7-106712 | 106712 | Front cover, +mounting kit, vertical, empty, HxW=150x800mm, grey | EDB | xEnergy Main | 46.8 | 1
| XME0608C-SOND-RAL* | Y7-122501 | 122501 | Front cover, +mounting kit, vertical, empty, HxW=150x800mm, special color | EDB | xEnergy Main | 55.4 | 1
| XME0608M | Y7-285690 | 285690 | Mounting plate, +mounting kit, vertical, empty, HxW=150x800mm | EDB | xEnergy Main | 47.92 | 1
| XME0610C | Y7-106714 | 106714 | Front cover, +mounting kit, vertical, empty, HxW=150x1000mm, grey | EDB | xEnergy Main | 51.8 | 1
| XME0610C-SOND-RAL* | Y7-122503 | 122503 | Front cover, +mounting kit, vertical, empty, HxW=150x1000mm, special color | EDB | xEnergy Main | 61.5 | 1
| XME0610M | Y7-285696 | 285696 | Mounting plate, +mounting kit, vertical, empty, HxW=150x1000mm | EDB | xEnergy Main | 61.2 | 1
| XME0804C | Y7-283939 | 283939 | Front cover, +mounting kit, vertical, empty, HxW=200x425mm, grey | EDB | xEnergy Main | 35.93 | 1
| XME0804CM | Y7-283940 | 283940 | Front cover, +mounting kit, for meter 4x72 +1S, HxW=200x425mm, grey | EDB | xEnergy Main | 35.28 | 1
| XME0804CM-SOND-RAL* | Y7-122135 | 122135 | Front cover, +mounting kit, for meter 4x72 +1S, HxW=200x425mm, special color | EDB | xEnergy Main | 41.84 | 1
| XME0804C-SOND-RAL* | Y7-122134 | 122134 | Front cover, +mounting kit, vertical, empty, HxW=200x425mm, special color | EDB | xEnergy Main | 42.62 | 1
| XME0804M | Y7-283941 | 283941 | Mounting plate, +mounting kit, vertical, empty, HxW=200x425mm | EDB | xEnergy Main | 27.78 | 1
| XME0804M-1 | Y7-110318 | 110318 | Mounting plate, empty, HxW=200x425mm, XF-Dubai | EDB | xEnergy Main | 55.7 | 1
| XME0806C | Y7-283942 | 283942 | Front cover, +mounting kit, vertical, empty, HxW=200x600mm, grey | EDB | xEnergy Main | 39.85 | 1
| XME0806CM2 | Y7-283943 | 283943 | Front cover, +mounting kit, for meter 2x96, 2S, HxW=200 B=600mm, grey | EDB | xEnergy Main | 35.92 | 1
| XME0806CM2-SOND-RAL* | Y7-122137 | 122137 | Front cover, +mounting kit, for meter 2x96 +2S, HxW=200x600mm, special color | EDB | xEnergy Main | 45.58 | 1
| XME0806CM4 | Y7-283944 | 283944 | Front cover, +mounting kit, for meter 4x96 +1S, HxW=200x600mm, grey | EDB | xEnergy Main | 38.7 | 1
| XME0806CM4-SOND-RAL* | Y7-122138 | 122138 | Front cover, +mounting kit, for meter 4x96 +1S, HxW=200x600mm, special color | EDB | xEnergy Main | 49.11 | 1
| XME0806C-SOND-RAL* | Y7-122136 | 122136 | Front cover, +mounting kit, vertical, empty, HxW=200x600mm, special color | EDB | xEnergy Main | 47.25 | 1
| XME0806M | Y7-283945 | 283945 | Mounting plate, +mounting kit, vertical, empty, HxW=200x600mm | EDB | xEnergy Main | 29.64 | 1
| XME0806M-1 | Y7-110334 | 110334 | Mounting plate, empty, HxW=200x600mm, XF-Dubai | EDB | xEnergy Main | 58.4 | 1
| XME0808C | Y7-290352 | 290352 | Front cover, +mounting kit, vertical, empty, HxW=200x800mm, grey | EDB | xEnergy Main | 69.5 | 1
| XME0808C-SOND-RAL* | Y7-122397 | 122397 | Front cover, +mounting kit, vertical, empty, HxW=200x800mm, special color | EDB | xEnergy Main | 80 | 1
| XME0808M | Y7-285691 | 285691 | Mounting plate, +mounting kit, vertical, empty, HxW=200x800mm | EDB | xEnergy Main | 61.2 | 1
| XME0810C | Y7-106715 | 106715 | Front cover, +mounting kit, vertical, empty, HxW=200x1000mm, grey | EDB | xEnergy Main | 52.9 | 1
| XME0810C-SOND-RAL* | Y7-122504 | 122504 | Front cover, +mounting kit, vertical, empty, HxW=200x1000mm, special color | EDB | xEnergy Main | 67.1 | 1
| XME0810M | Y7-285697 | 285697 | Mounting plate, +mounting kit, vertical, empty, HxW=200x1000mm | EDB | xEnergy Main | 69.5 | 1
| XME1004C | Y7-144587 | 144587 | Front plate, blind, EBS, for HxW=250x425mm, grey | EDB | xEnergy Main | 39.87 | 1
| XME1004C-SOND-RAL* | Y7-144589 | 144589 | Front plate, blind, EBS, for HxW=250x425mm, special color | EDB | xEnergy Main | 47.29 | 1
| XME1004M | Y7-144585 | 144585 | Mounting plate, +mounting kit, vertical, empty, HxW=250x425mm | EDB | xEnergy Main | 38.13 | 1
| XME1006C | Y7-144588 | 144588 | Front plate, blind, EBS, for HxW=250x600mm, grey | EDB | xEnergy Main | 45.89 | 1
| XME1006C-SOND-RAL* | Y7-144590 | 144590 | Front plate, blind, EBS, for HxW=250x600mm, special color | EDB | xEnergy Main | 58.2 | 1
| XME1006M | Y7-144586 | 144586 | Mounting plate, +mounting kit, vertical, empty, HxW=250x600mm | EDB | xEnergy Main | 58.1 | 1
| XME1008C | Y7-192863 | 192863 | XF cover closed w800 H250 | EDB | xEnergy Main | 53.6 | 1
| XME1008M | Y7-171728 | 171728 | Mounting plate empty HxW=250x800mm | EDB | xEnergy Main | 59 | 1
| XME1204C | Y7-283946 | 283946 | Front cover, +mounting kit, vertical, empty, HxW=300x425mm, grey | EDB | xEnergy Main | 42.87 | 1
| XME1204C-SOND-RAL* | Y7-122139 | 122139 | Front cover, +mounting kit, vertical, empty, HxW=300x425mm, special color | EDB | xEnergy Main | 50.8 | 1
| XME1204M | Y7-285684 | 285684 | Mounting plate, +mounting kit, vertical, empty, HxW=300x425mm | EDB | xEnergy Main | 58.4 | 1
| XME1204M-1 | Y7-110319 | 110319 | Mounting plate, empty, HxW=300x425mm, XF-Dubai | EDB | xEnergy Main | 58.4 | 1
| XME1206C | Y7-283947 | 283947 | Front cover, +mounting kit, vertical, empty, HxW=300x600mm, grey | EDB | xEnergy Main | 45.68 | 1
| XME1206C-SOND-RAL* | Y7-122140 | 122140 | Front cover, +mounting kit, vertical, empty, HxW=300x600mm, special color | EDB | xEnergy Main | 58 | 1
| XME1206M | Y7-285686 | 285686 | Mounting plate, +mounting kit, vertical, empty, HxW=300x600mm | EDB | xEnergy Main | 61.2 | 1
| XME1206M-1 | Y7-110335 | 110335 | Mounting plate, empty, HxW=300x600mm, XF-Dubai | EDB | xEnergy Main | 61.2 | 1
| XME1208C | Y7-126011 | 126011 | Front cover, +mounting kit, vertical, empty, HxW=300x800mm, grey | EDB | xEnergy Main | 56.5 | 1
| XME1208C-SOND-RAL* | Y7-126012 | 126012 | Front cover, +mounting kit, vertical, empty, HxW=300x800mm, special color | EDB | xEnergy Main | 71.7 | 1
| XME1208M | Y7-285692 | 285692 | Mounting plate, +mounting kit, vertical, empty, HxW=300x800mm | EDB | xEnergy Main | 69.5 | 1
| XME1210C | Y7-126013 | 126013 | Front cover, +mounting kit, vertical, empty, HxW=300x1000mm, grey | EDB | xEnergy Main | 65.9 | 1
| XME1210C-SOND-RAL* | Y7-126014 | 126014 | Front cover, +mounting kit, vertical, empty, HxW=300x1000mm, special color | EDB | xEnergy Main | 83.7 | 1
| XME1210M | Y7-285698 | 285698 | Mounting plate, +mounting kit, vertical, empty, HxW=300x1000mm | EDB | xEnergy Main | 83.4 | 1
| XME1404M-1 | Y7-110333 | 110333 | Mounting plate, empty, HxW=350x425mm, XF-Dubai | EDB | xEnergy Main | 69.5 | 1
| XME1406M | Y7-171724 | 171724 | Mounting plate empty HxW=350x600mm | EDB | xEnergy Main | 58 | 1
| XME1406M-1 | Y7-110339 | 110339 | Mounting plate, empty, HxW=350x600mm, XF-Dubai | EDB | xEnergy Main | 72.3 | 1
| XME1408M | Y7-171729 | 171729 | Mounting plate empty HxW=350x800mm | EDB | xEnergy Main | 69.5 | 1
| XME1604C | Y7-283948 | 283948 | Front cover, +mounting kit, vertical, empty, HxW=400x425mm, grey | EDB | xEnergy Main | 46.3 | 1
| XME1604C-SOND-RAL* | Y7-122141 | 122141 | Front cover, +mounting kit, vertical, empty, HxW=400x425mm, special color | EDB | xEnergy Main | 58.7 | 1
| XME1604M | Y7-283949 | 283949 | Mounting plate, +mounting kit, vertical, empty, HxW=400x425mm | EDB | xEnergy Main | 49.96 | 1
| XME1604M-1 | Y7-110330 | 110330 | Mounting plate, empty, HxW=400x425mm, XF-Dubai | EDB | xEnergy Main | 61.2 | 1
| XME1606C | Y7-283950 | 283950 | Front cover, +mounting kit, vertical, empty, HxW=400x600mm, grey | EDB | xEnergy Main | 54.2 | 1
| XME1606C-SOND-RAL* | Y7-122142 | 122142 | Front cover, +mounting kit, vertical, empty, HxW=400x600mm, special color | EDB | xEnergy Main | 68.7 | 1
| XME1606M | Y7-283951 | 283951 | Mounting plate, +mounting kit, vertical, empty, HxW=400x600mm | EDB | xEnergy Main | 47.7 | 1
| XME1606M-1 | Y7-110336 | 110336 | Mounting plate, empty, HxW=400x600mm, XF-Dubai | EDB | xEnergy Main | 68.3 | 1
| XME1608C | Y7-290350 | 290350 | Front cover, +mounting kit, vertical, empty, HxW=400x800mm, grey | EDB | xEnergy Main | 86.2 | 1
| XME1608C-SOND-RAL* | Y7-122396 | 122396 | Front cover, +mounting kit, vertical, empty, HxW=400x800mm, special color | EDB | xEnergy Main | 99.4 | 1
| XME1608M | Y7-285693 | 285693 | Mounting plate, +mounting kit, vertical, empty, HxW=400x800mm | EDB | xEnergy Main | 81.3 | 1
| XME1610C | Y7-106716 | 106716 | Front cover, +mounting kit, vertical, empty, HxW=400x1000mm, grey | EDB | xEnergy Main | 73.4 | 1
| XME1610C-SOND-RAL* | Y7-122505 | 122505 | Front cover, +mounting kit, vertical, empty, HxW=400x1000mm, special color | EDB | xEnergy Main | 93.3 | 1
| XME1610M | Y7-285699 | 285699 | Mounting plate, +mounting kit, vertical, empty, HxW=400x1000mm | EDB | xEnergy Main | 97.3 | 1
| XME2004M-1 | Y7-110331 | 110331 | Mounting plate, empty, HxW=500x425mm, XF-Dubai | EDB | xEnergy Main | 64 | 1
| XME2006M | Y7-171725 | 171725 | Mounting plate empty HxW=500x600mm | EDB | xEnergy Main | 74.2 | 1
| XME2006M-1 | Y7-110337 | 110337 | Mounting plate, empty, HxW=500x600mm, XF-Dubai | EDB | xEnergy Main | 78.7 | 1
| XME2008M | Y7-171730 | 171730 | Mounting plate empty HxW=500x800mm | EDB | xEnergy Main | 92.5 | 1
| XME2404C | Y7-294923 | 294923 | Front cover, +mounting kit, vertical, empty, HxW=600x425mm, grey | EDB | xEnergy Main | 55.5 | 1
| XME2404C-SOND-RAL* | Y7-122412 | 122412 | Front cover, +mounting kit, vertical, empty, HxW=600x425mm, special color | EDB | xEnergy Main | 70.6 | 1
| XME2404M | Y7-285685 | 285685 | Mounting plate, +mounting kit, vertical, empty, HxW=600x425mm | EDB | xEnergy Main | 66.8 | 1
| XME2404M-1 | Y7-110332 | 110332 | Mounting plate, empty, HxW=600x425mm, XF-Dubai | EDB | xEnergy Main | 66.8 | 1
| XME2406C | Y7-294924 | 294924 | Front cover, +mounting kit, vertical, empty, HxW=600x600mm, grey | EDB | xEnergy Main | 53.5 | 1
| XME2406C-SOND-RAL* | Y7-122413 | 122413 | Front cover, +mounting kit, vertical, empty, HxW=600x600mm, special color | EDB | xEnergy Main | 67.9 | 1
| XME2406M | Y7-285687 | 285687 | Mounting plate, +mounting kit, vertical, empty, HxW=600x600mm | EDB | xEnergy Main | 69.5 | 1
| XME2406M-1 | Y7-110338 | 110338 | Mounting plate, empty, HxW=600x600mm, XF-Dubai | EDB | xEnergy Main | 85.9 | 1
| XME2408C | Y7-294925 | 294925 | Front cover, +mounting kit, vertical, empty, HxW=600x800mm, grey | EDB | xEnergy Main | 79.3 | 1
| XME2408C-SOND-RAL* | Y7-122414 | 122414 | Front cover, +mounting kit, vertical, empty, HxW=600x800mm, special color | EDB | xEnergy Main | 100.6 | 1
| XME2408M | Y7-285694 | 285694 | Mounting plate, +mounting kit, vertical, empty, HxW=600x800mm | EDB | xEnergy Main | 110.2 | 1
| XME2410C | Y7-106717 | 106717 | Front cover, +mounting kit, vertical, empty, HxW=600x1000mm, grey | EDB | xEnergy Main | 87.6 | 1
| XME2410C-SOND-RAL* | Y7-122506 | 122506 | Front cover, +mounting kit, vertical, empty, HxW=600x1000mm, special color | EDB | xEnergy Main | 111.2 | 1
| XME2410M | Y7-285700 | 285700 | Mounting plate, +mounting kit, vertical, empty, HxW=600x1000mm | EDB | xEnergy Main | 139.7 | 1
| XME2412C | Y7-126015 | 126015 | Front cover, +mounting kit, vertical, empty, HxW=600x1200mm, grey | EDB | xEnergy Main | 99.3 | 1
| XME2412C-SOND-RAL* | Y7-126016 | 126016 | Front cover, +mounting kit, vertical, empty, HxW=600x1200mm, special color | EDB | xEnergy Main | 126 | 1
| XME2412M | Y7-102810 | 102810 | Mounting plate, +mounting kit, vertical, empty, HxW=600x1200mm | EDB | xEnergy Main | 155.6 | 1
| XME3206C | Y7-294926 | 294926 | Front cover, +mounting kit, vertical, empty, HxW=800x600mm, grey | EDB | xEnergy Main | 82.9 | 1
| XME3206C-SOND-RAL* | Y7-122415 | 122415 | Front cover, +mounting kit, vertical, empty, HxW=800x600mm, special color | EDB | xEnergy Main | 105.3 | 1
| XME3206M | Y7-126010 | 126010 | Mounting plate, +mounting kit, vertical, empty, HxW=800x600mm | EDB | xEnergy Main | 104 | 1
| XME3208C | Y7-192867 | 192867 | XF cover closed w800 H800 | EDB | xEnergy Main | 108.4 | 1
| XME3208M | Y7-171731 | 171731 | Mounting plate empty HxW=800x800mm | EDB | xEnergy Main | 136 | 1
| XME3806M | Y7-171660 | 171660 | Mounting plate empty HxW=950x600mm | EDB | xEnergy Main | 117.9 | 1
| XME3808M | Y7-171661 | 171661 | Mounting plate empty HxW=950x800mm | EDB | xEnergy Main | 153.5 | 1
| XME3810M | Y7-171662 | 171662 | Mounting plate empty HxW=950x1000mm | EDB | xEnergy Main | 195.5 | 1
| XME3812M | Y7-171663 | 171663 | Mounting plate empty HxW=950x1200mm | EDB | xEnergy Main | 231.2 | 1
| XME4006M | Y7-171726 | 171726 | Mounting plate empty HxW=1000x600mm | EDB | xEnergy Main | 123.1 | 1
| XME4008M | Y7-171732 | 171732 | Mounting plate empty HxW=1000x800mm | EDB | xEnergy Main | 160.7 | 1
| XME4806M | Y7-171727 | 171727 | Mounting plate empty HxW=1200x600mm | EDB | xEnergy Main | 150.7 | 1
| XME4808M | Y7-171733 | 171733 | Mounting plate empty HxW=1200x800mm | EDB | xEnergy Main | 188.9 | 1
| XME5606M | Y7-193114 | 193114 | mounting plate H1400 W600 | EDB | xEnergy Main | 177.6 | 1
| XME5608M | Y7-193115 | 193115 | mounting plate H1400 W800 | EDB | xEnergy Main | 234.8 | 1
| XME6406M | Y7-193116 | 193116 | mounting plate H1600 W600 | EDB | xEnergy Main | 195.7 | 1
| XME6408M | Y7-193117 | 193117 | mounting plate H1600 W800 | EDB | xEnergy Main | 264.5 | 1
| XMG031206MV | Y7-283952 | 283952 | Mounting plate, +mounting kit, for GS00, vertical, 3p, HxW=300x600mm | EDB | xEnergy Main | 59.5 | 1
| XMG131606MV | Y7-283953 | 283953 | Mounting plate, +mounting kit, for GS 1, vertical, 3p, HxW=400x600mm | EDB | xEnergy Main | 77.3 | 1
| XMG231606MV | Y7-283954 | 283954 | Mounting plate, +mounting kit, for GS 2, vertical, 3p, HxW=400x600mm | EDB | xEnergy Main | 76.6 | 1
| XMG332406M | Y7-114834 | 114834 | Mounting plate, +mounting kit, for GS 3, vertical, 3p, HxW=600x600mm | EDB | xEnergy Main | 95.4 | 1
| XMGCADI | Y7-500586 | 500586 |  | EDB | xEnergy Main | 38.36 | 1
| XMGCASB | Y7-500587 | 500587 |  | EDB | xEnergy Main | 30.56 | 1
| XMGCAVM | Y7-500592 | 500592 |  | EDB | xEnergy Main | 155.3 | 1
| XMGCC12 | Y7-500599 | 500599 |  | EDB | xEnergy Main | 228.7 | 1
| XMGCC15 | Y7-500601 | 500601 |  | EDB | xEnergy Main | 265.8 | 1
| XMGCC25 | Y7-500600 | 500600 |  | EDB | xEnergy Main | 329.3 | 1
| XMGCC31 | Y7-500602 | 500602 |  | EDB | xEnergy Main | 358.5 | 1
| XMGCCL12 | Y7-500597 | 500597 |  | EDB | xEnergy Main | 1264 | 1
| XMGCCL12RS | Y7-500598 | 500598 |  | EDB | xEnergy Main | 1546 | 1
| XMGCCL6 | Y7-500596 | 500596 |  | EDB | xEnergy Main | 985 | 1
| XMGCFP | Y7-500582 | 500582 |  | EDB | xEnergy Main | 170.7 | 1
| XMGCIMN3 | Y7-500585 | 500585 |  | EDB | xEnergy Main | 181.3 | 1
| XMGCM12DT | Y7-500579 | 500579 |  | EDB | xEnergy Main | 4040 | 1
| XMGCM12S | Y7-500576 | 500576 |  | EDB | xEnergy Main | 1944 | 1
| XMGCM25DT | Y7-500580 | 500580 |  | EDB | xEnergy Main | 3241 | 1
| XMGCM25S | Y7-500577 | 500577 |  | EDB | xEnergy Main | 2204 | 1
| XMGCM50DT | Y7-500581 | 500581 |  | EDB | xEnergy Main | 4180 | 1
| XMGCM50S | Y7-500578 | 500578 |  | EDB | xEnergy Main | 1986 | 1
| XMGCPCM | Y7-500590 | 500590 |  | EDB | xEnergy Main | 190 | 1
| XMGCPN3CM | Y7-500584 | 500584 |  | EDB | xEnergy Main | 246.2 | 1
| XMGCPSMB | Y7-500583 | 500583 |  | EDB | xEnergy Main | 152.9 | 1
| XMGCPTC | Y7-500591 | 500591 |  | EDB | xEnergy Main | 166.7 | 1
| XMGCR15 | Y7-500603 | 500603 |  | EDB | xEnergy Main | 893 | 1
| XMGCRMV06 | Y7-500588 | 500588 |  | EDB | xEnergy Main | 488.5 | 1
| XMGCRMV08 | Y7-500593 | 500593 |  | EDB | xEnergy Main | 569 | 1
| XMGCRMV4206 | Y7-500589 | 500589 |  | EDB | xEnergy Main | 625 | 1
| XMGCRMV4208 | Y7-500594 | 500594 |  | EDB | xEnergy Main | 712 | 1
| XMGCW | Y7-500595 | 500595 |  | EDB | xEnergy Main | 224.3 | 1
| XMGR25 | Y7-500604 | 500604 |  | EDB | xEnergy Main | 1566 | 1
| XMGR50 | Y7-500605 | 500605 |  | EDB | xEnergy Main | 1921 | 1
| XMH0603 | Y7-144591 | 144591 | Carrier plate for universal use, empty, WxD=600x321mm | EDB | xEnergy Main | 93.3 | 1
| XMH0803 | Y7-144592 | 144592 | Carrier plate for universal use, empty, WxD=800x321mm | EDB | xEnergy Main | 119.6 | 1
| XMI1304 | Y7-283955 | 283955 | Mounting kit, IZM1, 1600A, 3p, fixed/withdrawable, W=425mm, grey | EDB | xEnergy Main | 251.8 | 1
| XMI1304-1 | Y7-285680 | 285680 | Mounting kit, IZM1, 1600A, 3p, withdrawable, W=425mm, grey | EDB | xEnergy Main | 289.7 | 1
| XMI1406 | Y7-283964 | 283964 | Mounting kit, IZM1, 1600A, 4p, fixed/withdrawable, W=600mm, grey | EDB | xEnergy Main | 300.7 | 1
| XMI1406-1 | Y7-285681 | 285681 | Mounting kit, IZM1, 1600A, 4p, withdrawable, W=600mm, grey | EDB | xEnergy Main | 365.3 | 1
| XMI2306 | Y7-283973 | 283973 | Mounting kit, IZM2, 3200A, 3p, fixed/withdrawable, W=600mm, grey | EDB | xEnergy Main | 303.7 | 1
| XMI2306-1 | Y7-283974 | 283974 | Mounting kit, IZM2, 3200A, 3p, withdrawable, W=600mm, grey | EDB | xEnergy Main | 374.3 | 1
| XMI2408 | Y7-283975 | 283975 | Mounting kit, IZM2, 3200A, 4p, fixed/withdrawable, W=800mm, grey | EDB | xEnergy Main | 371.2 | 1
| XMI2408-1 | Y7-283976 | 283976 | Mounting kit, IZM2, 3200A, 4p, withdrawable, W=800mm, grey | EDB | xEnergy Main | 432.1 | 1
| XMI26-XDT | Y7-151684 | 151684 | Frame, for protective cover, IZM26, grey | EDB | xEnergy Main | 185.6 | 1
| XMI32/3__/06/06/__W/__O | Y7-132980 | 132980 | Mounting kit, IZM32, 3p, withdrawable unit, OPPO, WxD=600x600mm, grey | EDB | xEnergy Main | 422.8 | 1
| XMI32/3__/06/06/__W/E__ | Y7-132981 | 132981 | Mounting kit, IZM32, 3p, withdrawable unit, EVEN, WxD=600x600mm, grey | EDB | xEnergy Main | 342.3 | 1
| XMI32/3__/06/06/F__/E+O | Y7-132978 | 132978 | Mounting kit, IZM32, 3p, fixed mounted design, WxD=600x600mm, grey | EDB | xEnergy Main | 331.9 | 1
| XMI32/3__/06/08/F+W/E+O | Y7-132982 | 132982 | Mounting kit, IZM32, 3p, fixed/withdrawable, EVEN+OPPO, WxD=600x800mm, grey | EDB | xEnergy Main | 351.1 | 1
| XMI32/3+4/08/06/__W/__O | Y7-132985 | 132985 | Mounting kit, IZM32, 3/4p, withdrawable unit, OPPO, WxD=800x600mm, grey | EDB | xEnergy Main | 511 | 1
| XMI32/3+4/08/06/__W/E__ | Y7-132986 | 132986 | Mounting kit, IZM32, 3/4p, withdrawable unit, EVEN, WxD=800x600mm, grey | EDB | xEnergy Main | 404.1 | 1
| XMI32/3+4/08/06/F__/E+O | Y7-132983 | 132983 | Mounting kit, IZM32, 3/4p, fixed mounted design, WxD=800x600mm, grey | EDB | xEnergy Main | 406.1 | 1
| XMI32/3+4/08/08/F+W/E+O | Y7-132987 | 132987 | Mounting kit, IZM32, 3/4p, fixed/withdrawable, EVEN+OPPO, WxD=800x800mm, grey | EDB | xEnergy Main | 433.1 | 1
| XMI3308 | Y7-283977 | 283977 | Mounting kit, IZM3, 4000A, 3p, fixed/withdrawable, WxD=800mm, grey | EDB | xEnergy Main | 365.7 | 1
| XMI3308-1 | Y7-105004 | 105004 | Mounting kit, IZM2, 3200A, 3p, withdrawable, W=800mm, grey | EDB | xEnergy Main | 468.3 | 1
| XMI3412 | Y7-283978 | 283978 | Mounting kit, IZM3, 4000A, 4p, fixed/withdrawable, WxD=1200mm, grey | EDB | xEnergy Main | 477.8 | 1
| XMI5516 | Y7-196736 | 196736 | Closed glazed add on cover ZMX16 | EDB | xEnergy Main | 245.4 | 1
| XMI5516-SOND-RAL* | Y7-300370 | 300370 | XMI5516-SOND-RAL*. LV switchgear | EDB | xEnergy Main | 223.7 | 1
| XMI5526 | Y7-300372 | 300372 | Closed glazed add on cover IZM63 | EDB | xEnergy Main | 272.4 | 1
| XMI5540 | Y7-196737 | 196737 | Closed glazed add on cover IZMX40 | EDB | xEnergy Main | 289.6 | 1
| XMI5540-SOND-RAL* | Y7-300371 | 300371 | XMI5540-SOND-RAL*. LV switchgear | EDB | xEnergy Main | 239.7 | 1
| XMI63/3__/11/08/F+W/E+O | Y7-132989 | 132989 | Mounting kit, IZM63, 3p, fixed/withdrawable, EVEN+OPPO, WxD=1100x800mm, grey | EDB | xEnergy Main | 546 | 1
| XMI63/3__/11/08/F+W/E+O/D | Y7-134460 | 134460 | Mounting kit, for IZM63, 3p, fixed/withdrawable, EVEN+OPPO, +door, WxD=1100x800mm, grey | EDB | xEnergy Main | 575 | 1
| XMI63/3__/11/08/F+W/E+O/D-SOND-RAL* | Y7-134481 | 134481 | Mounting kit, for IZM63, 3p, fixed/withdrawable, EVEN+OPPO, +door, WxD=1100x800mm, special color | EDB | xEnergy Main | 729 | 1
| XMI63/3__/11/08/F+W/E+O-SOND-RAL* | Y7-133037 | 133037 | Mounting kit, IZM63, 3P fixed/withdrawable, EVEN+OPPO, WxD=1100x800mm, special color | EDB | xEnergy Main | 693 | 1
| XMI63/3+4/135/08/F+W/E+O | Y7-132990 | 132990 | Mounting kit, IZM63, 3/4p, fixed/withdrawable, EVEN+OPPO, WxD=1350x800mm, grey | EDB | xEnergy Main | 691 | 1
| XMI63/3+4/135/08/F+W/E+O/D | Y7-134461 | 134461 | Mounting kit, for IZM63, 3/4p, fixed/withdrawable, EVEN+OPPO, +door, WxD=1350x800mm, grey | EDB | xEnergy Main | 650 | 1
| XMI63/3+4/135/08/F+W/E+O/D-SOND-RAL* | Y7-134482 | 134482 | Mounting kit, for IZM63, 3/4p, fixed/withdrawable, EVEN+OPPO, +door, WxD=1350x800mm, special color | EDB | xEnergy Main | 825 | 1
| XMI63/3+4/135/08/F+W/E+O-SOND-RAL* | Y7-133038 | 133038 | Mounting kit, IZM63, 3/4p, fixed/withdrawable, EVEN+OPPO, WxD=1350x800mm, special color | EDB | xEnergy Main | 877 | 1
| XMIX16/3__/04/06/__W/E+O | Y7-132972 | 132972 | Mounting kit, IZMX16, 3p, withdrawable unit, WxD=425x600mm, grey | EDB | xEnergy Main | 234.7 | 1
| XMIX16/3__/04/06/__W/E+O/D | Y7-134443 | 134443 | Mounting kit, for IZMX16, 3p, withdrawable unit, WxD=425x600mm, +door, grey | EDB | xEnergy Main | 281.5 | 1
| XMIX16/3__/04/06/__W/E+O/D-SOND-RAL* | Y7-134464 | 134464 | Mounting kit, for IZMX16, 3p, W, WxD=425x600mm, +door, special color | EDB | xEnergy Main | 357.1 | 1
| XMIX16/3__/04/06/__W/E+O-SOND-RAL* | Y7-133020 | 133020 | Mounting kit, IZMX16, 3p, W, BxD=425x600mm, special color | EDB | xEnergy Main | 297.8 | 1
| XMIX16/3__/04/06/F__/E+O | Y7-132970 | 132970 | Mounting kit, IZMX16, 3p, fixed mounted design, WxD=425x600mm, grey | EDB | xEnergy Main | 232 | 1
| XMIX16/3__/04/06/F__/E+O/D | Y7-134441 | 134441 | Mounting kit, for IZMX16, 3p, fixed mounted design, WxD=425x600mm, +door, grey | EDB | xEnergy Main | 267.7 | 1
| XMIX16/3__/04/06/F__/E+O/D-SOND-RAL* | Y7-134462 | 134462 | Mounting kit, for IZMX16, 3p, F, WxD=425x600mm, +door, special color | EDB | xEnergy Main | 339.7 | 1
| XMIX16/3__/04/06/F__/E+O-SOND-RAL* | Y7-133018 | 133018 | Mounting kit, IZMX16, 3p, F, BxD=425x600mm, special color | EDB | xEnergy Main | 294.4 | 1
| XMIX16/3+4/06/06/__W/E+O | Y7-132973 | 132973 | Mounting kit, IZMX16, 3/4p, withdrawable unit, WxD=600x600mm, grey | EDB | xEnergy Main | 227.5 | 1
| XMIX16/3+4/06/06/__W/E+O/D | Y7-134444 | 134444 | Mounting kit, for IZMX16, 3/4p, withdrawable unit, WxD=600x600mm, +door, grey | EDB | xEnergy Main | 342.5 | 1
| XMIX16/3+4/06/06/__W/E+O/D-SOND-RAL* | Y7-134465 | 134465 | Mounting kit, for IZMX16, 3/4p, W, WxD=600x600mm, +door, special color | EDB | xEnergy Main | 434.6 | 1
| XMIX16/3+4/06/06/__W/E+O-SOND-RAL* | Y7-133021 | 133021 | Mounting kit, IZMX16, 3/4p, W BxD=600x600mm, special color | EDB | xEnergy Main | 308.7 | 1
| XMIX16/3+4/06/06/F__/E+O | Y7-132971 | 132971 | Mounting kit, IZMX16, 3/4p, fixed mounted design, WxD=600x600mm, grey | EDB | xEnergy Main | 222.4 | 1
| XMIX16/3+4/06/06/F__/E+O/D | Y7-134442 | 134442 | Mounting kit, for IZMX16, 3/4p, fixed mounted design, WxD=600x600mm, +door, grey | EDB | xEnergy Main | 321.5 | 1
| XMIX16/3+4/06/06/F__/E+O/D-SOND-RAL* | Y7-134463 | 134463 | Mounting kit, for IZMX16, 3/4p, F, WxD=600x600mm, +door, special color | EDB | xEnergy Main | 408 | 1
| XMIX16/3+4/06/06/F__/E+O-SOND-RAL* | Y7-133019 | 133019 | Mounting kit, IZMX16, 3/4p, F BxD=600x600mm, special color | EDB | xEnergy Main | 282.3 | 1
| XMIX16F0802 | Y7-174555 | 174555 | Mounting kit, 2x IZMX16, fixed mounted design, W=800mm | EDB | xEnergy Main | 302.7 | 1
| XMIX16F0802C | Y7-174559 | 174559 | Front cover, 2x IZMX16, fixed mounted design, W=800mm | EDB | xEnergy Main | 325 | 1
| XMIX16F1002 | Y7-174556 | 174556 | Mounting kit, 2x IZMX16, fixed mounted design, W=1000mm | EDB | xEnergy Main | 364.3 | 1
| XMIX16F1002C | Y7-174560 | 174560 | Front cover, 2x IZMX16, fixed mounted design, W=1000mm | EDB | xEnergy Main | 358.4 | 1
| XMIX16W0802 | Y7-174557 | 174557 | Mounting kit, 2x IZMX16, withdrawable unit, W=800mm | EDB | xEnergy Main | 363.4 | 1
| XMIX16W0802C | Y7-174561 | 174561 | Front cover, 2x IZMX16, withdrawable unit, W=800mm | EDB | xEnergy Main | 328.9 | 1
| XMIX16W0803 | Y7-178084 | 178084 | Mounting kit for 3xIZMX16, W=800mm | EDB | xEnergy Main | 538 | 1
| XMIX16W0803C | Y7-178086 | 178086 | Plug-in plate for 3xIZMX16, W=800mm, grey | EDB | xEnergy Main | 584 | 1
| XMIX16W1002 | Y7-174558 | 174558 | Mounting kit, 2x IZMX16, withdrawable unit, W=1000mm | EDB | xEnergy Main | 414.5 | 1
| XMIX16W1002C | Y7-174562 | 174562 | Front cover, 2x IZMX16, withdrawable unit, W=1000mm | EDB | xEnergy Main | 359 | 1
| XMIX16W1003 | Y7-178085 | 178085 | Mounting kit for 3xIZMX16, W=1000mm | EDB | xEnergy Main | 603 | 1
| XMIX16W1003C | Y7-178087 | 178087 | Plug-in plate for 3xIZMX16, W=1000mm, grey | EDB | xEnergy Main | 692 | 1
| XMIX16-XDT | Y7-168119 | 168119 | Add-on frame, for protective cover, IZMX16, grey | EDB | xEnergy Main | 196.2 | 1
| XMIX40F06 | Y7-166751 | 166751 | Mounting kit, IZMX40, 3/4p, fixed mounted design, W=600mm, grey | EDB | xEnergy Main | 238.9 | 1
| XMIX40F06-ARC | Y7-184814 | 184814 | ARCON mounting kit IZM40, fixed mounted design, W=600mm, grey | EDB | xEnergy Main | 230.1 | 1
| XMIX40F06D | Y7-171670 | 171670 | Mounting kit: IZMX40, fixed mounted design, W=600mm, grey | EDB | xEnergy Main | 342.3 | 1
| XMIX40F06-SOND-RAL* | Y7-166764 | 166764 | Mounting kit, IZMX40, 3/4p, F, W=600mm, special color | EDB | xEnergy Main | 469.2 | 1
| XMIX40F08 | Y7-166752 | 166752 | Mounting kit, IZMX40, 3/4p, fixed mounted design, W=800mm, grey | EDB | xEnergy Main | 291.9 | 1
| XMIX40F08-ARC | Y7-184815 | 184815 | ARCON mounting kit IZM40, fixed mounted design, W=800mm, grey | EDB | xEnergy Main | 281.6 | 1
| XMIX40F08D | Y7-171671 | 171671 | Mounting kit: IZMX40, fixed mounted design, W=800mm, grey | EDB | xEnergy Main | 410.9 | 1
| XMIX40F10 | Y7-166753 | 166753 | Mounting kit, IZMX40, 3/4p, fixed mounted design, W=1000mm, grey | EDB | xEnergy Main | 444.2 | 1
| XMIX40F10-ARC | Y7-184816 | 184816 | ARCON mounting kit IZM40, fixed mounted design, W=1000mm, grey | EDB | xEnergy Main | 316.4 | 1
| XMIX40F10D | Y7-171672 | 171672 | Mounting kit: IZMX40, fixed mounted design, W=1000mm, grey | EDB | xEnergy Main | 478.3 | 1
| XMIX40W06 | Y7-166754 | 166754 | Mounting kit, IZMX40, 3/4p, withdrawable unit, W=600mm, grey | EDB | xEnergy Main | 253.1 | 1
| XMIX40W06-50 | Y7-166757 | 166757 | Mounting kit, IZMX40, 3/4p, withdrawable unit, W=600mm, height shrouding cap=40mm, grey | EDB | xEnergy Main | 396.5 | 1
| XMIX40W06D | Y7-171673 | 171673 | Mounting kit: IZMX40, withdrawable unit, W=600mm, grey | EDB | xEnergy Main | 364.6 | 1
| XMIX40W06D-50 | Y7-171676 | 171676 | Mounting kit, IZMX40, withdrawable unit, W=600mm D=50mm, grey | EDB | xEnergy Main | 396.3 | 1
| XMIX40W08 | Y7-166755 | 166755 | Mounting kit, IZMX40, 3/4p, withdrawable unit, W=800mm, grey | EDB | xEnergy Main | 307.5 | 1
| XMIX40W08-50 | Y7-166758 | 166758 | Mounting kit, IZMX40, 3/4p, withdrawable unit, W=800mm, grey | EDB | xEnergy Main | 465.2 | 1
| XMIX40W08-50-SOND-RAL* | Y7-166771 | 166771 | Mounting kit, IZMX40, 3/4p, W, W=800mm, special color | EDB | xEnergy Main | 469.2 | 1
| XMIX40W08D | Y7-171674 | 171674 | Mounting kit: IZMX40, withdrawable unit, W=800mm, grey | EDB | xEnergy Main | 429 | 1
| XMIX40W08D-50 | Y7-171677 | 171677 | Mounting kit, IZMX40, withdrawable unit, W=800mm D=50mm, grey | EDB | xEnergy Main | 455.4 | 1
| XMIX40W08-SOND-RAL* | Y7-166768 | 166768 | Mounting kit, IZMX40, 3/4p, W, W=800mm, special color | EDB | xEnergy Main | 469.2 | 1
| XMIX40W10 | Y7-166756 | 166756 | Mounting kit, IZMX40, 3/4p, withdrawable unit, W=1000mm, grey | EDB | xEnergy Main | 466.2 | 1
| XMIX40W10D | Y7-171675 | 171675 | Mounting kit: IZMX40, withdrawable unit, W=1000mm, grey | EDB | xEnergy Main | 503 | 1
| XMIX40W10-SOND-RAL* | Y7-166769 | 166769 | Mounting kit, IZMX40, 3/4p, W, W=1000mm, special color | EDB | xEnergy Main | 469.2 | 1
| XMIX40-XDT | Y7-166750 | 166750 | Add-on frame, for protective cover, IZMX40, grey | EDB | xEnergy Main | 187.7 | 1
| XMMC0604C | Y7-283979 | 283979 | Front cover, +mounting kit, for FAZ, vertical, HxW=150x425mm, grey | EDB | xEnergy Main | 52.9 | 1
| XMMC0604C-SOND-RAL* | Y7-122152 | 122152 | Front cover, +mounting kit, for FAZ, vertical, HxW=150x425mm, special color | EDB | xEnergy Main | 61.2 | 1
| XMMC0604M | Y7-283980 | 283980 | Mounting plate, +mounting kit, for FAZ, vertical, HxW=150x425mm | EDB | xEnergy Main | 50.1 | 1
| XMMC0606C | Y7-283981 | 283981 | Front cover, +mounting kit, for FAZ, vertical, HxW=150x600mm, grey | EDB | xEnergy Main | 55.7 | 1
| XMMC0606C-SOND-RAL* | Y7-122153 | 122153 | Front cover, +mounting kit, for FAZ, vertical, HxW=150x600mm, special color | EDB | xEnergy Main | 64 | 1
| XMMC0606M | Y7-283982 | 283982 | Mounting plate, +mounting kit, for FAZ, vertical, HxW=150x600mm | EDB | xEnergy Main | 52.9 | 1
| XMMC0608C | Y7-106718 | 106718 | Front cover, +mounting kit, for FAZ, vertical, HxW=150x800mm, grey | EDB | xEnergy Main | 44.12 | 1
| XMMC0608C-SOND-RAL* | Y7-122507 | 122507 | Front cover, +mounting kit, for FAZ, vertical, HxW=150x800mm, special color | EDB | xEnergy Main | 56 | 1
| XMMC0608M | Y7-106736 | 106736 | Mounting plate, +mounting kit, for FAZ, vertical, HxW=150x800mm | EDB | xEnergy Main | 50.1 | 1
| XMMC0610C | Y7-106719 | 106719 | Front cover, +mounting kit, for FAZ, vertical, HxW=150x1000mm, grey | EDB | xEnergy Main | 56 | 1
| XMMC0610C-SOND-RAL* | Y7-122508 | 122508 | Front cover, +mounting kit, for FAZ, vertical, HxW=150x1000mm, special color | EDB | xEnergy Main | 66.4 | 1
| XMMC0610M | Y7-106738 | 106738 | Mounting plate, +mounting kit, for FAZ, vertical, HxW=150x1000mm | EDB | xEnergy Main | 61.2 | 1
| XMMC0804C | Y7-283983 | 283983 | Front cover, +mounting kit, for FAZ, vertical, HxW=200x425mm, grey | EDB | xEnergy Main | 58.4 | 1
| XMMC0804C-SOND-RAL* | Y7-122154 | 122154 | Front cover, +mounting kit, for FAZ, vertical, HxW=200x425mm, special color | EDB | xEnergy Main | 67.5 | 1
| XMMC0804M | Y7-283984 | 283984 | Mounting plate, +mounting kit, for FAZ, vertical, HxW=200x425mm | EDB | xEnergy Main | 55.7 | 1
| XMMC0806C | Y7-283985 | 283985 | Front cover, +mounting kit, for FAZ, vertical, HxW=200x600mm, grey | EDB | xEnergy Main | 61.2 | 1
| XMMC0806C-SOND-RAL* | Y7-122155 | 122155 | Front cover, +mounting kit, for FAZ, vertical, HxW=200x600mm, special color | EDB | xEnergy Main | 70.9 | 1
| XMMC0806M | Y7-283986 | 283986 | Mounting plate, +mounting kit, for FAZ, vertical, HxW=200x600mm | EDB | xEnergy Main | 58.4 | 1
| XMMC0808C | Y7-106730 | 106730 | Front cover, +mounting kit, for FAZ, vertical, HxW=200x800mm, grey | EDB | xEnergy Main | 49.29 | 1
| XMMC0808C-SOND-RAL* | Y7-122509 | 122509 | Front cover, +mounting kit, for FAZ, vertical, HxW=200x800mm, special color | EDB | xEnergy Main | 62.5 | 1
| XMMC0808M | Y7-106737 | 106737 | Mounting plate, +mounting kit, for FAZ, vertical, HxW=200x800mm | EDB | xEnergy Main | 55.7 | 1
| XMMC0810C | Y7-106731 | 106731 | Front cover, +mounting kit, for FAZ, vertical, HxW=200x1000mm, grey | EDB | xEnergy Main | 52.7 | 1
| XMMC0810C-SOND-RAL* | Y7-122510 | 122510 | Front cover, +mounting kit, for FAZ, vertical, HxW=200x1000mm, special color | EDB | xEnergy Main | 62.5 | 1
| XMMC0810M | Y7-106739 | 106739 | Mounting plate, +mounting kit, for FAZ, vertical, HxW=200x1000mm | EDB | xEnergy Main | 66.8 | 1
| XMMC1006-PI-2 | Y7-122036 | 122036 | Plug in module, +DIN rail, form 2b, H=200mm | EDB | xEnergy Main | 487.8 | 1
| XMMC1204C | Y7-283987 | 283987 | Front cover, +mounting kit, for FAZ, vertical, HxW=300x425mm, grey | EDB | xEnergy Main | 64 | 1
| XMMC1204C-SOND-RAL* | Y7-122156 | 122156 | Front cover, +mounting kit, for FAZ, vertical, HxW=300x425mm, special color | EDB | xEnergy Main | 73.7 | 1
| XMMC1204M | Y7-283988 | 283988 | Mounting plate, +mounting kit, for FAZ, vertical, HxW=300x425mm | EDB | xEnergy Main | 61.2 | 1
| XMMC1206C | Y7-283989 | 283989 | Front cover, +mounting kit, for FAZ, vertical, HxW=300x600mm, grey | EDB | xEnergy Main | 66.8 | 1
| XMMC1206C-SOND-RAL* | Y7-122157 | 122157 | Front cover, +mounting kit, for FAZ, vertical, HxW=300x600mm, special color | EDB | xEnergy Main | 80.7 | 1
| XMMC1206M | Y7-283990 | 283990 | Mounting plate, +mounting kit, for FAZ, vertical, HxW=300x600mm | EDB | xEnergy Main | 64 | 1
| XMMC1604C | Y7-283991 | 283991 | Front cover, +mounting kit, for FAZ, vertical, HxW=400x425mm, grey | EDB | xEnergy Main | 69.5 | 1
| XMMC1604C-SOND-RAL* | Y7-122158 | 122158 | Front cover, +mounting kit, for FAZ, vertical, HxW=400x425mm, special color | EDB | xEnergy Main | 56.8 | 1
| XMMC1604M | Y7-283992 | 283992 | Mounting plate, +mounting kit, for FAZ, vertical, HxW=400x425mm | EDB | xEnergy Main | 66.8 | 1
| XMMC1606C | Y7-283993 | 283993 | Front cover, +mounting kit, for FAZ, vertical, HxW=400x600mm, grey | EDB | xEnergy Main | 72.3 | 1
| XMMC1606C-SOND-RAL* | Y7-122159 | 122159 | Front cover, +mounting kit, for FAZ, vertical, HxW=400x600mm, special color | EDB | xEnergy Main | 83.4 | 1
| XMMC1606M | Y7-283994 | 283994 | Mounting plate, +mounting kit, for FAZ, vertical, HxW=400x600mm | EDB | xEnergy Main | 69.5 | 1
| XMN130404C | Y7-283995 | 283995 | Front cover, +mounting kit, for NZM1, horizontal, 3p, HxW=100x425mm, grey | EDB | xEnergy Main | 50.1 | 1
| XMN130404C-SOND-RAL* | Y7-122160 | 122160 | Front cover, +mounting kit, for NZM1, horizontal, 3p, HxW=100x425mm, special color | EDB | xEnergy Main | 57.7 | 1
| XMN130404C-T | Y7-196465 | 196465 | C,NZM1,3pol,F,H100,B400, T-Cut | EDB | xEnergy Main | 25 | 1
| XMN130404M | Y7-283996 | 283996 | Mounting plate, +mounting kit, for NZM1, horizontal, 3p, HxW=100x425mm | EDB | xEnergy Main | 47.23 | 1
| XMN130406C | Y7-283997 | 283997 | Front cover, +mounting kit, for NZM1, horizontal, 3p, HxW=100x600mm, grey | EDB | xEnergy Main | 47.23 | 1
| XMN130406C-SOND-RAL* | Y7-122161 | 122161 | Front cover, +mounting kit, for NZM1, horizontal, 3p, HxW=100x600mm, special color | EDB | xEnergy Main | 55 | 1
| XMN130406C-T | Y7-196466 | 196466 | C,NZM1,3pol,F,H100,B600, T-Cut | EDB | xEnergy Main | 29.68 | 1
| XMN130406M | Y7-283998 | 283998 | Mounting plate, +mounting kit, for NZM1, horizontal, 3p, HxW=100x600mm | EDB | xEnergy Main | 44.45 | 1
| XMN130604C | Y7-121799 | 121799 | Front cover, +mounting kit, for NZM1, horizontal, 3/4p, HxW=150x425mm, grey | EDB | xEnergy Main | 35.13 | 1
| XMN130604C-SOND-RAL* | Y7-122637 | 122637 | Front cover, +mounting kit, for NZM1, horizontal, 3/4p, HxW=150x425mm, special color | EDB | xEnergy Main | 41.66 | 1
| XMN130604C-T | Y7-196469 | 196469 | C,NZM1,3pol,F,H100,B400, T-Cut | EDB | xEnergy Main | 34.68 | 1
| XMN130604MP | Y7-121798 | 121798 | Mounting plate, +mounting kit, for NZM1, 3/4p, plug in, HxW=150x425mm | EDB | xEnergy Main | 33.73 | 1
| XMN130606C | Y7-121797 | 121797 | Front cover, +mounting kit, for NZM1, horizontal, 3/4p, HxW=150x600mm, grey | EDB | xEnergy Main | 37.32 | 1
| XMN130606C-SOND-RAL* | Y7-122636 | 122636 | Front cover, +mounting kit, for NZM1, horizontal, 3/4p, HxW=150x600mm, special color | EDB | xEnergy Main | 44.27 | 1
| XMN130606C-T | Y7-196470 | 196470 | C,NZM1,3pol,F,H150,B600, T-Cut | EDB | xEnergy Main | 39.2 | 1
| XMN130606MP | Y7-121796 | 121796 | Mounting plate, +mounting kit, for NZM1, 3/4p, plug in, HxW=150x600mm | EDB | xEnergy Main | 40.51 | 1
| XMN130804M-BS | Y7-125973 | 125973 | Mounting plate, +mounting kit, for NZM1, horizontal, 3/4p, HxW=200x425mm | EDB | xEnergy Main | 36.39 | 1
| XMN130806M-BS | Y7-125977 | 125977 | Mounting plate, +mounting kit, for NZM1, horizontal, 3/4p, HxW=200x600mm | EDB | xEnergy Main | 46.52 | 1
| XMN131204CV | Y7-283999 | 283999 | Front cover, +mounting kit, for NZM1, vertical, 3p, HxW=300x425mm, grey | EDB | xEnergy Main | 66.8 | 1
| XMN131204CV-SOND-RAL* | Y7-122162 | 122162 | Front cover, +mounting kit, for NZM1, vertical, 3p, HxW=300x425mm, special color | EDB | xEnergy Main | 77.2 | 1
| XMN131204CV-T | Y7-196471 | 196471 | C,2xNZM1,V,3pol,F,H300,B400, T-Cut | EDB | xEnergy Main | 46.53 | 1
| XMN131204MV | Y7-284000 | 284000 | Mounting plate, +mounting kit, for NZM1, vertical, 3p, HxW=300x425mm | EDB | xEnergy Main | 64 | 1
| XMN131206CV | Y7-284001 | 284001 | Front cover, +mounting kit, for NZM1, vertical, 3p, HxW=300x600mm, grey | EDB | xEnergy Main | 72.3 | 1
| XMN131206CV-SOND-RAL* | Y7-122163 | 122163 | Front cover, +mounting kit, for NZM1, vertical, 3p, HxW=300x600mm, special color | EDB | xEnergy Main | 83.4 | 1
| XMN131206CV-T | Y7-196472 | 196472 | C,3xNZM1,V,3pol,F,H300,B600, T-Cut | EDB | xEnergy Main | 52.1 | 1
| XMN131206MV | Y7-284002 | 284002 | Mounting plate, +mounting kit, for NZM1, vertical, 3p, HxW=300x600mm | EDB | xEnergy Main | 69.5 | 1
| XMN140604C | Y7-284003 | 284003 | Front cover, +mounting kit, for NZM1, horizontal, 4p, HxW=150x425mm, grey | EDB | xEnergy Main | 55.7 | 1
| XMN140604C-SOND-RAL* | Y7-122164 | 122164 | Front cover, +mounting kit, for NZM1, horizontal, 4p, HxW=150x425mm, special color | EDB | xEnergy Main | 64 | 1
| XMN140604C-T | Y7-196467 | 196467 | Front panel NZM1, 4pol, H=150 mm, W=400 mm, trip unit cutout | EDB | xEnergy Main | 35.58 | 1
| XMN140604M | Y7-284004 | 284004 | Mounting plate, +mounting kit, for NZM1, horizontal, 4p, HxW=150x425mm | EDB | xEnergy Main | 52.9 | 1
| XMN140606-BF-2 | Y7-192709 | 192709 | Mounting plate for W = 600 mm, 2xNZM1, vertical | EDB | xEnergy Main | 75.6 | 1
| XMN140606C | Y7-284005 | 284005 | Front cover, +mounting kit, for NZM1, horizontal, 4p, HxW=150x600mm, grey | EDB | xEnergy Main | 58.4 | 1
| XMN140606C-1-UK | Y7-110262 | 110262 | Front cover, +mounting kit, for NZM1, horizontal, 4p, measuring device, H=150mm, grey | EDB | xEnergy Main | 37.06 | 1
| XMN140606C-1-UK-SOND-RAL* | Y7-122599 | 122599 | Front cover, +mounting kit, for NZM1, horizontal, 4p, Messgerät, H=150mm, special color | EDB | xEnergy Main | 43.96 | 1
| XMN140606C-BF-2 | Y7-192656 | 192656 | Front plate, 2xNZM1, Butterfly, fixed version, W=600mm | EDB | xEnergy Main | 75.2 | 1
| XMN140606C-SOND-RAL* | Y7-122165 | 122165 | Front cover, +mounting kit, for NZM1, horizontal, 4p, HxW=150x600mm, special color | EDB | xEnergy Main | 67.5 | 1
| XMN140606C-T | Y7-196468 | 196468 | Front panel NZM1, 4pol, H=150 mm, W=600 mm, trip unit cutout | EDB | xEnergy Main | 37.78 | 1
| XMN140606C-UK | Y7-110259 | 110259 | Front cover, +mounting kit, for NZM1, horizontal, 4p, HxW=150x600mm, grey | EDB | xEnergy Main | 39.54 | 1
| XMN140606C-UK-SOND-RAL* | Y7-122596 | 122596 | Front cover, +mounting kit, for NZM1, horizontal, 4p, HxW=150x600mm, special color | EDB | xEnergy Main | 46.89 | 1
| XMN140606M | Y7-284006 | 284006 | Mounting plate, +mounting kit, for NZM1, horizontal, 4p, HxW=150x600mm | EDB | xEnergy Main | 55.7 | 1
| XMN140606M-UK | Y7-110255 | 110255 | Mounting plate, +mounting kit, for NZM1, horizontal, 4p, HxW=150x600mm | EDB | xEnergy Main | 41.79 | 1
| XMN140608-BF-2 | Y7-192710 | 192710 | Mounting plate for W = 800 mm, 2xNZM1, vertical | EDB | xEnergy Main | 86.1 | 1
| XMN140608C-BF-2 | Y7-192657 | 192657 | Front plate, 2xNZM1, Butterfly, fixed version, W=800mm | EDB | xEnergy Main | 85.8 | 1
| XMN141204CV | Y7-284007 | 284007 | Front cover, +mounting kit, for NZM1, vertical, 4p, HxW=300x425mm, grey | EDB | xEnergy Main | 61.2 | 1
| XMN141204CV-SOND-RAL* | Y7-122166 | 122166 | Front cover, +mounting kit, for NZM1, vertical, 4p, HxW=300x425mm, special color | EDB | xEnergy Main | 70.9 | 1
| XMN141204CV-T | Y7-196473 | 196473 | C,2xNZM1,V,4pol,F,H300,B400, T-Cut | EDB | xEnergy Main | 43.23 | 1
| XMN141204MV | Y7-284008 | 284008 | Mounting plate, +mounting kit, for NZM1, vertical, 4p, HxW=300x425mm | EDB | xEnergy Main | 58.4 | 1
| XMN141206CV | Y7-284009 | 284009 | Front cover, +mounting kit, for NZM1, vertical, 4p, HxW=300x600mm, grey | EDB | xEnergy Main | 66.8 | 1
| XMN141206CV-SOND-RAL* | Y7-122167 | 122167 | Front cover, +mounting kit, for NZM1, vertical, 4p, HxW=300x600mm, special color | EDB | xEnergy Main | 77.2 | 1
| XMN141206CV-T | Y7-196474 | 196474 | C,3xNZM1,V,4pol,F,H300,B600, T-Cut | EDB | xEnergy Main | 51.6 | 1
| XMN141206MV | Y7-284010 | 284010 | Mounting plate, +mounting kit, for NZM1, vertical, 4p, HxW=300x600mm | EDB | xEnergy Main | 65.4 | 1
| XMN230604C | Y7-284011 | 284011 | Front cover, +mounting kit, for NZM2, horizontal, 3p, HxW=150x425mm, grey | EDB | xEnergy Main | 55.7 | 1
| XMN230604CR | Y7-500031 | 500031 | Mt.k, cover, NZM2 3P, H150W400mm grey | EDB | xEnergy Main | 35.89 | 1
| XMN230604CR-SOND-RAL* | Y7-500032 | 500032 | Mt.k, cover, NZM2 3P, H150W400mm RAL | EDB | xEnergy Main | 42.56 | 1
| XMN230604C-SOND-RAL* | Y7-122168 | 122168 | Front cover, +mounting kit, for NZM2, horizontal, 3p, HxW=150x425mm, special color | EDB | xEnergy Main | 64 | 1
| XMN230604C-T | Y7-196475 | 196475 | C,NZM2,3pol,F,H150,B400, T-Cut | EDB | xEnergy Main | 36.24 | 1
| XMN230604M | Y7-284012 | 284012 | Mounting plate, +mounting kit, for NZM2, horizontal, 3p, HxW=150x425mm | EDB | xEnergy Main | 52.9 | 1
| XMN230606C | Y7-284013 | 284013 | Front cover, +mounting kit, for NZM2, horizontal, 3p, HxW=150x600mm, grey | EDB | xEnergy Main | 58.4 | 1
| XMN230606CR | Y7-292907 | 292907 | Front cover, +mounting kit, for NZM2, horizontal, 3p, HxW=150x600mm, grey | EDB | xEnergy Main | 40.49 | 1
| XMN230606CR-SOND-RAL* | Y7-122406 | 122406 | Front cover, +mounting kit, for NZM2, horizontal, 3p, HxW=150x600mm, special color | EDB | xEnergy Main | 48.02 | 1
| XMN230606C-SOND-RAL* | Y7-122169 | 122169 | Front cover, +mounting kit, for NZM2, horizontal, 3p, HxW=150x600mm, special color | EDB | xEnergy Main | 67.5 | 1
| XMN230606C-T | Y7-196476 | 196476 | Front panel NZM2, 3pol, H=150 mm, W=600 mm, trip unit cutout | EDB | xEnergy Main | 39.19 | 1
| XMN230606M | Y7-284014 | 284014 | Mounting plate, +mounting kit, for NZM2, horizontal, 3p, HxW=150x600mm | EDB | xEnergy Main | 55.7 | 1
| XMN230606MP | Y7-284724 | 284724 | Mounting plate, +mounting kit, for NZM2, horizontal, 3p, HxW=150x600mm | EDB | xEnergy Main | 58.4 | 1
| XMN230804M-BS | Y7-125974 | 125974 | Mounting plate, +mounting kit, for NZM2, horizontal, 3p, HxW=200x425mm | EDB | xEnergy Main | 38.71 | 1
| XMN230806M-BS | Y7-125978 | 125978 | Mounting plate, +mounting kit, for NZM2, horizontal, 3p, HxW=200x600mm | EDB | xEnergy Main | 45.2 | 1
| XMN231604CV | Y7-284015 | 284015 | Front cover, +mounting kit, for NZM2, vertical, 3p, HxW=400x425mm, grey | EDB | xEnergy Main | 69.5 | 1
| XMN231604CV-SOND-RAL* | Y7-122170 | 122170 | Front cover, +mounting kit, for NZM2, vertical, 3p, HxW=400x425mm, special color | EDB | xEnergy Main | 80 | 1
| XMN231604CV-T | Y7-196479 | 196479 | C,2xNZM2,V,3pol,F,H400,B400, T-Cut | EDB | xEnergy Main | 48.26 | 1
| XMN231604MV | Y7-284016 | 284016 | Mounting plate, +mounting kit, for NZM2, vertical, 3p, HxW=400x425mm | EDB | xEnergy Main | 66.8 | 1
| XMN231606CV | Y7-284017 | 284017 | Front cover, +mounting kit, for NZM2, vertical, 3p, HxW=400x600mm, grey | EDB | xEnergy Main | 80.7 | 1
| XMN231606CV-SOND-RAL* | Y7-122171 | 122171 | Front cover, +mounting kit, for NZM2, vertical, 3p, HxW=400x600mm, special color | EDB | xEnergy Main | 93.2 | 1
| XMN231606CV-T | Y7-196480 | 196480 | C,3xNZM2,V,3pol,F,H400,B600, T-Cut | EDB | xEnergy Main | 58 | 1
| XMN231606MV | Y7-284018 | 284018 | Mounting plate, +mounting kit, for NZM2, vertical, 3p, HxW=400x600mm | EDB | xEnergy Main | 82.2 | 1
| XMN232404CV | Y7-284019 | 284019 | Front cover, +mounting kit, for NZM2, vertical, 3p, HxW=600x425mm, grey | EDB | xEnergy Main | 83.4 | 1
| XMN232404CV-SOND-RAL* | Y7-122172 | 122172 | Front cover, +mounting kit, for NZM2, vertical, 3p, HxW=600x425mm, special color | EDB | xEnergy Main | 95.9 | 1
| XMN232404CV-T | Y7-196481 | 196481 | C,2xNZM2,V,3pol,PlugIn,H600,B400, T-Cut | EDB | xEnergy Main | 53.4 | 1
| XMN232404MV | Y7-284020 | 284020 | Mounting plate, +mounting kit, for NZM2, vertical, 3p, HxW=600x425mm | EDB | xEnergy Main | 80.7 | 1
| XMN232406CV | Y7-284021 | 284021 | Front cover, +mounting kit, for NZM2, vertical, 3p, HxW=600x600mm, grey | EDB | xEnergy Main | 86.2 | 1
| XMN232406CV-SOND-RAL* | Y7-122173 | 122173 | Front cover, +mounting kit, for NZM2, vertical, 3p, HxW=600x600mm, special color | EDB | xEnergy Main | 99.4 | 1
| XMN232406CV-T | Y7-196482 | 196482 | C,3xNZM2,V,3pol,PlugIn,H600,B600, T-Cut | EDB | xEnergy Main | 67.7 | 1
| XMN232406MV | Y7-284022 | 284022 | Mounting plate, +mounting kit, for NZM2, vertical, 3p, HxW=600x600mm | EDB | xEnergy Main | 95 | 1
| XMN240804C | Y7-284024 | 284024 | Front cover, +mounting kit, for NZM2, horizontal, 4p, HxW=200x425mm, grey | EDB | xEnergy Main | 61.2 | 1
| XMN240804C-SOND-RAL* | Y7-122175 | 122175 | Front cover, +mounting kit, for NZM2, horizontal, 4p, HxW=200x425mm, special color | EDB | xEnergy Main | 70.9 | 1
| XMN240804C-T | Y7-196477 | 196477 | C,NZM2,4pol,F,H200,B400, T-Cut | EDB | xEnergy Main | 42.29 | 1
| XMN240804M | Y7-284025 | 284025 | Mounting plate, +mounting kit, for NZM2, horizontal, 4p, HxW=200x425mm | EDB | xEnergy Main | 58.4 | 1
| XMN240806-BF | Y7-192711 | 192711 | Mounting plate for W = 600 mm, NZM2, vertical | EDB | xEnergy Main | 74.9 | 1
| XMN240806-BF-2 | Y7-192713 | 192713 | Mounting plate for W=600 mm, 2xNZM2, vertical | EDB | xEnergy Main | 81.4 | 1
| XMN240806C | Y7-284026 | 284026 | Front cover, +mounting kit, for NZM2, horizontal, 4p, HxW=200x600mm, grey | EDB | xEnergy Main | 64 | 1
| XMN240806C-1-UK | Y7-110263 | 110263 | Front cover, +mounting kit, for NZM2, horizontal, 4p, metering, HxW=200x600mm, grey | EDB | xEnergy Main | 40.33 | 1
| XMN240806C-1-UK-SOND-RAL* | Y7-122600 | 122600 | Front cover, +mounting kit, for NZM2, horizontal, 4p, metering, HxW=200mm, special color | EDB | xEnergy Main | 47.83 | 1
| XMN240806C-BF | Y7-192658 | 192658 | Front plate, NZM2, single, fixed version, W=600mm | EDB | xEnergy Main | 48.24 | 1
| XMN240806CF | Y7-284659 | 284659 | Front cover, +mounting kit, for NZM2, horizontal, 4p, HxW=200x600mm, FI, grey | EDB | xEnergy Main | 61.2 | 1
| XMN240806CF-SOND-RAL* | Y7-122356 | 122356 | Front cover, +mounting kit, for NZM2, horizontal, 4p, HxW=200x600mm, FI, special color | EDB | xEnergy Main | 70.9 | 1
| XMN240806CR | Y7-125993 | 125993 | Front cover, +mounting kit, for NZM2, horizontal, 4p, HxW=200x600, MA, grey | EDB | xEnergy Main | 46.81 | 1
| XMN240806CR-SOND-RAL* | Y7-125994 | 125994 | Front cover, +mounting kit, for NZM2, horizontal, 4p, HxW=200x600mm, MA, special color | EDB | xEnergy Main | 55.5 | 1
| XMN240806C-SOND-RAL* | Y7-122176 | 122176 | Front cover, +mounting kit, for NZM2, horizontal, 4p, HxW=200x600mm, special color | EDB | xEnergy Main | 73.7 | 1
| XMN240806C-T | Y7-196478 | 196478 | C,NZM2,4pol,F,H200,B600, T-Cut | EDB | xEnergy Main | 39.44 | 1
| XMN240806C-UK | Y7-110260 | 110260 | Front cover, +mounting kit, for NZM2, horizontal, 4p, HxW=200x600mm, grey | EDB | xEnergy Main | 43.27 | 1
| XMN240806C-UK-SOND-RAL* | Y7-122597 | 122597 | Front cover, +mounting kit, for NZM2, horizontal, 4p, HxW=200x600mm, special color | EDB | xEnergy Main | 54.9 | 1
| XMN240806M | Y7-284027 | 284027 | Mounting plate, +mounting kit, for NZM2, horizontal, 4p, HxW=200x600mm | EDB | xEnergy Main | 61.2 | 1
| XMN240806MF | Y7-134485 | 134485 | Mounting plate, +mounting kit, for NZM2, horizontal, 4p, HxW=200x600mm, XFI | EDB | xEnergy Main | 52.3 | 1
| XMN240806MP | Y7-284726 | 284726 | Mounting plate, +mounting kit, for NZM2, horizontal, 4p, HxW=200x600mm | EDB | xEnergy Main | 66.8 | 1
| XMN240806M-UK | Y7-110256 | 110256 | Mounting plate, +mounting kit, for NZM2, horizontal, 4p, HxW=200x600mm | EDB | xEnergy Main | 45.53 | 1
| XMN240806M-XMVR | Y7-173410 | 173410 | Mounting plate for NZM2 with interlock | EDB | xEnergy Main | 46.14 | 1
| XMN240808-BF | Y7-192712 | 192712 | Mounting plate for W = 800 mm, NZM2, vertical | EDB | xEnergy Main | 90.6 | 1
| XMN240808-BF-2 | Y7-192714 | 192714 | Mounting plate for W=800 mm, 2xNZM2, vertical | EDB | xEnergy Main | 94 | 1
| XMN240808C-BF | Y7-192659 | 192659 | Front plate, NZM2, single, fixed version, W=800mm | EDB | xEnergy Main | 53.8 | 1
| XMN240808C-BF-2 | Y7-192660 | 192660 | Front plate, 2xNZM2, twin, fixed version, W=800mm | EDB | xEnergy Main | 99.9 | 1
| XMN241204M-BS | Y7-125975 | 125975 | Mounting plate, +mounting kit, for NZM2, horizontal, 4p, fixed/withdrawable, HxW=300x425mm | EDB | xEnergy Main | 50 | 1
| XMN241206M-BS | Y7-125979 | 125979 | Mounting plate, +mounting kit, for NZM2, horizontal, fixed/withdrawable, 4p, HxW=300x600mm | EDB | xEnergy Main | 55.8 | 1
| XMN241604CV | Y7-284028 | 284028 | Front cover, +mounting kit, for NZM2, vertical, 4p, HxW=400x425mm, grey | EDB | xEnergy Main | 69.5 | 1
| XMN241604CV-SOND-RAL* | Y7-122177 | 122177 | Front cover, +mounting kit, for NZM2, vertical, 4p, HxW=400x425mm, special color | EDB | xEnergy Main | 80 | 1
| XMN241604CV-T | Y7-196483 | 196483 | C,2xNZM2,V,4pol,F,H400,B400, T-Cut | EDB | xEnergy Main | 44.19 | 1
| XMN241604MV | Y7-284029 | 284029 | Mounting plate, +mounting kit, for NZM2, vertical, 4p, HxW=400x425mm | EDB | xEnergy Main | 66.8 | 1
| XMN241606CV | Y7-284030 | 284030 | Front cover, +mounting kit, for NZM2, vertical, 4p, HxW=400x600mm, grey | EDB | xEnergy Main | 72.3 | 1
| XMN241606CV-SOND-RAL* | Y7-122178 | 122178 | Front cover, +mounting kit, for NZM2, vertical, 4p, HxW=400x600mm, special color | EDB | xEnergy Main | 83.4 | 1
| XMN241606CV-T | Y7-196484 | 196484 | C,2xNZM2,V,4pol,F,400,B600, T-Cut | EDB | xEnergy Main | 57.9 | 1
| XMN241606MV | Y7-284031 | 284031 | Mounting plate, +mounting kit, for NZM2, vertical, 4p, HxW=400x600mm | EDB | xEnergy Main | 80.3 | 1
| XMN242404CV | Y7-284032 | 284032 | Front cover, +mounting kit, for NZM2, vertical, 4p, HxW=600x425mm, grey | EDB | xEnergy Main | 75.1 | 1
| XMN242404CV-SOND-RAL* | Y7-122179 | 122179 | Front cover, +mounting kit, for NZM2, vertical, 4p, HxW=600x425mm, special color | EDB | xEnergy Main | 86.9 | 1
| XMN242404CV-T | Y7-196485 | 196485 | C,2xNZM2,V,3pol,F,H600,B400, T-Cut | EDB | xEnergy Main | 53.2 | 1
| XMN242404MV | Y7-284033 | 284033 | Mounting plate, +mounting kit, for NZM2, vertical, 4p, HxW=600x425mm | EDB | xEnergy Main | 72.3 | 1
| XMN242406CV | Y7-284034 | 284034 | Front cover, +mounting kit, for NZM2, vertical, 4p, HxW=600x600mm, grey | EDB | xEnergy Main | 77.9 | 1
| XMN242406CV-SOND-RAL* | Y7-122180 | 122180 | Front cover, +mounting kit, for NZM2, vertical, 4p, HxW=600x600mm, special color | EDB | xEnergy Main | 89.7 | 1
| XMN242406CV-T | Y7-196486 | 196486 | C,2xNZM2,V,3pol,F,H600,B600, T-Cut | EDB | xEnergy Main | 67.4 | 1
| XMN242406MV | Y7-284035 | 284035 | Mounting plate, +mounting kit, for NZM2, vertical, 4p, HxW=600x600mm | EDB | xEnergy Main | 89.4 | 1
| XMN2N33F06C | Y7-196575 | 196575 | Cover, 2xNZM3, fix, 3pol, H=650 mm, W=600 mm | EDB | xEnergy Main | 412.1 | 1
| XMN2N33F06C-55 | Y7-196581 | 196581 | Cover, 2xNZM3, fix, 3pol, H650 mm, W=600 mm, IP55 | EDB | xEnergy Main | 842 | 1
| XMN2N33F06C-55-T | Y7-196589 | 196589 | Cover, 2xNZM3, fix, 3pol, H=650 mm, W=600 mm, IP55, with trip-cutout | EDB | xEnergy Main | 847 | 1
| XMN2N33F06C-T | Y7-196587 | 196587 | Cover, 2xNZM3, fix, 3pol, H=650 mm, W=600 mm, with trip-cutout | EDB | xEnergy Main | 410.6 | 1
| XMN2N33W06C | Y7-196577 | 196577 | Cover, 2xNZM3, withdrawable, 3pol, H=650 mm, W=600 mm | EDB | xEnergy Main | 459.1 | 1
| XMN2N33W06C-55 | Y7-196583 | 196583 | Cover, 2xNZM3, withdrawable, 3pol, H=650 mm, W=600 mm, IP55 | EDB | xEnergy Main | 889 | 1
| XMN2N33W06C-55-XR | Y7-196584 | 196584 | Cover, 2xNZM3, withdrawable+XR, 3pol, H=650 mm, W=600mm, IP55 | EDB | xEnergy Main | 950 | 1
| XMN2N33W06C-XR | Y7-196578 | 196578 | Cover, 2xNZM3, withdrawable+XR, 3pol, H=650 mm, W=600 mm | EDB | xEnergy Main | 519 | 1
| XMN2N33W06M | Y7-196592 | 196592 | Mounting plate, 2xNZM3, withdrawable, 3p, W=600 mm | EDB | xEnergy Main | 265.5 | 1
| XMN2N34F06C | Y7-196576 | 196576 | Cover, 2xNZM3, fix, 4pol, H=650 mm, W=600 mm | EDB | xEnergy Main | 412.1 | 1
| XMN2N34F06C-55 | Y7-196582 | 196582 | Cover, 2xNZM3, fix, 4pol, H650 mm, W=600 mm, IP55 | EDB | xEnergy Main | 842 | 1
| XMN2N34F06C-55-T | Y7-196590 | 196590 | Cover, 2xNZM3, fix, 4pol, H=650 mm, W=600 mm, IP55, with trip-cutout | EDB | xEnergy Main | 845 | 1
| XMN2N34F06C-T | Y7-196588 | 196588 | Cover, 2xNZM3, fix, 4pol, H=650 mm, W=600 mm, with trip-cutout | EDB | xEnergy Main | 410 | 1
| XMN2N34W08C | Y7-196579 | 196579 | Cover, 2xNZM3, withdrawable, 4pol, H=650 mm, W=800 mm | EDB | xEnergy Main | 486.2 | 1
| XMN2N34W08C-55 | Y7-196585 | 196585 | Cover, 2xNZM3, withdrawable, 4pol, H=650 mm, W=800 mm, IP55 | EDB | xEnergy Main | 977 | 1
| XMN2N34W08C-55-XR | Y7-196586 | 196586 | Cover, 2xNZM3, withdrawable+XR, 4pol, H=650 mm, W=800 mm IP55 | EDB | xEnergy Main | 1032 | 1
| XMN2N34W08C-XR | Y7-196580 | 196580 | Cover, 2xNZM3, withdrawable+XR, 4pol, H=650 mm, W=800 mm | EDB | xEnergy Main | 554 | 1
| XMN2N34W08M | Y7-196593 | 196593 | Mounting plate, 2xNZM3, withdrawable, 4p, W=800 mm | EDB | xEnergy Main | 330.7 | 1
| XMN2N3F06M | Y7-196591 | 196591 | Mounting plate, 2xNZM3, fix, 3+4p, W=600 mm | EDB | xEnergy Main | 269 | 1
| XMN330806C | Y7-284036 | 284036 | Front cover, +mounting kit, for NZM3, horizontal, 3p, HxW=200x600mm, grey | EDB | xEnergy Main | 64 | 1
| XMN330806CR | Y7-284037 | 284037 | Front cover, +mounting kit, for NZM3, horizontal, 3p, HxW=200x600mm, R, grey | EDB | xEnergy Main | 61.2 | 1
| XMN330806CR-SOND-RAL* | Y7-122182 | 122182 | Front cover, +mounting kit, for NZM3, horizontal, 3p, HxW=200x600mm, MA, special color | EDB | xEnergy Main | 70.9 | 1
| XMN330806C-SOND-RAL* | Y7-122181 | 122181 | Front cover, +mounting kit, for NZM3, horizontal, 3p, HxW=200x600mm, special color | EDB | xEnergy Main | 73.7 | 1
| XMN330806C-T | Y7-196487 | 196487 | C,NZM3,H,3pol,F,H200,B600,T-Cut | EDB | xEnergy Main | 44.27 | 1
| XMN330806M | Y7-284038 | 284038 | Mounting plate, +mounting kit, for NZM3, horizontal, 3p, HxW=200x600mm | EDB | xEnergy Main | 58.4 | 1
| XMN331006C | Y7-284039 | 284039 | Front cover, +mounting kit, for NZM3, horizontal, 3p, HxW=250x600mm, grey | EDB | xEnergy Main | 55.7 | 1
| XMN331006CP | Y7-172200 | 172200 | Frontplate NZM3 horizontal H=250mm W=600mm, grey | EDB | xEnergy Main | 47.37 | 1
| XMN331006C-SOND-RAL* | Y7-122183 | 122183 | Front cover, +mounting kit, for NZM3, horizontal, 3p, HxW=250x600mm, special color | EDB | xEnergy Main | 44.34 | 1
| XMN331006C-T | Y7-196488 | 196488 | C,NZM3,H,3pol,F,H250,B600,T-Cut | EDB | xEnergy Main | 44.57 | 1
| XMN331006M | Y7-284041 | 284041 | Mounting plate, +mounting kit, for NZM3, horizontal, 3p, HxW=250x600mm | EDB | xEnergy Main | 52.9 | 1
| XMN331006MP | Y7-172199 | 172199 | Mounting plate for NZM3 (cont.),horizontal, 3p, plug-in, HxW=250x600mm | EDB | xEnergy Main | 52.5 | 1
| XMN332404CV1 | Y7-284042 | 284042 | Front cover, +mounting kit, for NZM3, vertical, 3p, HxW=600x425mm, grey | EDB | xEnergy Main | 125.3 | 1
| XMN332404CV1-SOND-RAL* | Y7-122184 | 122184 | Front cover, +mounting kit, for NZM3, vertical, 3p, HxW=600x425mm, special color | EDB | xEnergy Main | 159 | 1
| XMN332404CV2 | Y7-284044 | 284044 | Front cover, +mounting kit, for NZM3, vertical, 3p, HxW=600x425mm, grey | EDB | xEnergy Main | 77.9 | 1
| XMN332404CV2-SOND-RAL* | Y7-122186 | 122186 | Front cover, +mounting kit, for NZM3, vertical, 3p, HxW=600x425mm, special color | EDB | xEnergy Main | 89.7 | 1
| XMN332404CV2-T | Y7-196491 | 196491 | C,NZM3,V,3pol,F,H600,B400,T-Cut | EDB | xEnergy Main | 57.8 | 1
| XMN332404MV | Y7-284046 | 284046 | Mounting plate, +mounting kit, for NZM3, vertical, 3p, HxW=600x425mm | EDB | xEnergy Main | 83.4 | 1
| XMN332406CV1 | Y7-284047 | 284047 | Front cover, +mounting kit, for NZM3, vertical, 3p, HxW=600x600mm, grey | EDB | xEnergy Main | 127.9 | 1
| XMN332406CV1-SOND-RAL* | Y7-122187 | 122187 | Front cover, +mounting kit, for NZM3, vertical, 3p, HxW=600x600mm, special color | EDB | xEnergy Main | 162.3 | 1
| XMN332406CV2 | Y7-284049 | 284049 | Front cover, +mounting kit, for NZM3, vertical, 3p, HxW=600x600mm, grey | EDB | xEnergy Main | 83.4 | 1
| XMN332406CV2-SOND-RAL* | Y7-122189 | 122189 | Front cover, +mounting kit, for NZM3, vertical, 3p, HxW=600x600mm, special color | EDB | xEnergy Main | 95.9 | 1
| XMN332406CV2-T | Y7-196492 | 196492 | C,2xNZM3,V,3pol,F,H600,B600,T-Cut | EDB | xEnergy Main | 71.9 | 1
| XMN332406MV | Y7-284051 | 284051 | Mounting plate, +mounting kit, for NZM3, vertical, 3p, HxW=600x600mm | EDB | xEnergy Main | 89 | 1
| XMN341006-400-BF | Y7-192715 | 192715 | Mounting plate for W = 600 mm, NZM3 400A, vertical | EDB | xEnergy Main | 92.9 | 1
| XMN341006C | Y7-284052 | 284052 | Front cover, +mounting kit, for NZM3, horizontal, 4p, HxW=250x600mm, grey | EDB | xEnergy Main | 55.7 | 1
| XMN341006C-1-UK | Y7-110264 | 110264 | Front cover, +mounting kit, for NZM3, horizontal, 4p, metering, HxW=250x600mm, grey | EDB | xEnergy Main | 40 | 1
| XMN341006C-1-UK-SOND-RAL* | Y7-122601 | 122601 | Front cover, +mounting kit, for NZM3, horizontal, 4p, metering, HxW=250mm, special color | EDB | xEnergy Main | 50.8 | 1
| XMN341006C-400-BF | Y7-192661 | 192661 | Front plate, NZM3/400A, single, fixed version, W=600mm | EDB | xEnergy Main | 53.4 | 1
| XMN341006CR | Y7-284053 | 284053 | Front cover, +mounting kit, for NZM3, horizontal, 4p, HxW=250x600mm, R, grey | EDB | xEnergy Main | 66.8 | 1
| XMN341006CR-SOND-RAL* | Y7-122192 | 122192 | Front cover, +mounting kit, for NZM3, horizontal, 4p, HxW=250x600mm, R, special color | EDB | xEnergy Main | 77.2 | 1
| XMN341006C-SOND-RAL* | Y7-122191 | 122191 | Front cover, +mounting kit, for NZM3, horizontal, 4p, HxW=250x600mm, special color | EDB | xEnergy Main | 64 | 1
| XMN341006C-T | Y7-196489 | 196489 | C,NZM3,H,4pol,F,H250,B600,T-Cut | EDB | xEnergy Main | 45.63 | 1
| XMN341006C-UK | Y7-110261 | 110261 | Front cover, +mounting kit, for NZM3, horizontal, 4p, HxW=250x600mm, grey | EDB | xEnergy Main | 40.98 | 1
| XMN341006C-UK-SOND-RAL* | Y7-122598 | 122598 | Front cover, +mounting kit, for NZM3, horizontal, 4p, HxW=250x600mm, special color | EDB | xEnergy Main | 52 | 1
| XMN341006M | Y7-284054 | 284054 | Mounting plate, +mounting kit, for NZM3, horizontal, 4p, HxW=250x600mm | EDB | xEnergy Main | 58.4 | 1
| XMN341006M-UK | Y7-110257 | 110257 | Mounting plate, +mounting kit, for NZM3, horizontal, 4p, HxW=250x600mm | EDB | xEnergy Main | 50.9 | 1
| XMN341008-400-BF | Y7-192716 | 192716 | Mounting plate for W = 800 mm, NZM3 400A, vertical | EDB | xEnergy Main | 105.6 | 1
| XMN341008C-400-BF | Y7-192662 | 192662 | Front plate, NZM3/400A, single, fixed version, W=800mm | EDB | xEnergy Main | 62 | 1
| XMN341206C | Y7-284055 | 284055 | Front cover, +mounting kit, for NZM3, horizontal, 4p, HxW=300x600mm, grey | EDB | xEnergy Main | 61.2 | 1
| XMN341206CP | Y7-172202 | 172202 | Frontplate NZM3 horizontal H=300mm W=600mm, grey | EDB | xEnergy Main | 51.1 | 1
| XMN341206CR | Y7-180070 | 180070 | Front plate, NZM3, 4p horizontal for remote operator, HxW=300x600mm | EDB | xEnergy Main | 50.7 | 1
| XMN341206C-SOND-RAL* | Y7-122193 | 122193 | Front cover, +mounting kit, for NZM3, horizontal, 4p, HxW=300x600mm, special color | EDB | xEnergy Main | 52.3 | 1
| XMN341206C-T | Y7-196490 | 196490 | C,NZM3,H,4pol,F,H300,B600,T-Cut | EDB | xEnergy Main | 50.8 | 1
| XMN341206M | Y7-284057 | 284057 | Mounting plate, +mounting kit, for NZM3, horizontal, 4p, HxW=300x600mm | EDB | xEnergy Main | 58.4 | 1
| XMN341206M-F-BS | Y7-125980 | 125980 | Mounting plate, +mounting kit, for NZM3, horizontal, 3/4p, fixed, HxW=300x600mm | EDB | xEnergy Main | 56.2 | 1
| XMN341206MP | Y7-172201 | 172201 | Mounting plate for NZM3 (cont.),horizontal, 4p, plug-in, HxW=300x600mm | EDB | xEnergy Main | 62.6 | 1
| XMN341406-630-BF | Y7-192717 | 192717 | Mounting plate for W = 600 mm, NZM3 630A, vertical | EDB | xEnergy Main | 105.3 | 1
| XMN341406C-630-BF | Y7-192663 | 192663 | Front plate, NZM3/630A, single, fixed version, W=600mm | EDB | xEnergy Main | 62.2 | 1
| XMN341408-630-BF | Y7-192718 | 192718 | Mounting plate for W = 800 mm, NZM3 630A, vertical | EDB | xEnergy Main | 121.3 | 1
| XMN341408C-630-BF | Y7-192664 | 192664 | Front plate, NZM3/630A, single, fixed version, W=800mm | EDB | xEnergy Main | 74.8 | 1
| XMN342006M-W-BS | Y7-125981 | 125981 | Mounting plate, +mounting kit, for NZM3, horizontal, 3/4p, withdrawable, HxW=500x600mm | EDB | xEnergy Main | 81.3 | 1
| XMN342404CV1 | Y7-284058 | 284058 | Front cover, +mounting kit, for NZM3, vertical, 4p, HxW=600x425mm, grey | EDB | xEnergy Main | 125.1 | 1
| XMN342404CV1-SOND-RAL* | Y7-122194 | 122194 | Front cover, +mounting kit, for NZM3, vertical, 4p, HxW=600x425mm, special color | EDB | xEnergy Main | 148.8 | 1
| XMN342404CV2 | Y7-284060 | 284060 | Front cover, +mounting kit, for NZM3, vertical, 4p, HxW=600x425mm, grey | EDB | xEnergy Main | 83.4 | 1
| XMN342404CV2-SOND-RAL* | Y7-122196 | 122196 | Front cover, +mounting kit, for NZM3, vertical, 4p, HxW=600x425mm, special color | EDB | xEnergy Main | 95.9 | 1
| XMN342404CV2-T | Y7-196493 | 196493 | C,NZM3,V,4pol,F,H600,B400,T-Cut | EDB | xEnergy Main | 57 | 1
| XMN342404M-BS | Y7-125976 | 125976 | Mounting plate, +mounting kit, for NZM3, vertical, fixed, 3/4p, HxW=600x425mm | EDB | xEnergy Main | 69.9 | 1
| XMN342404MV | Y7-284062 | 284062 | Mounting plate, +mounting kit, for NZM3, vertical, 4p, HxW=600x425mm | EDB | xEnergy Main | 89 | 1
| XMN342406CV1 | Y7-284063 | 284063 | Front cover, +mounting kit, for NZM3, vertical, 4p, HxW=600x600mm, grey | EDB | xEnergy Main | 129 | 1
| XMN342406CV1-SOND-RAL* | Y7-122198 | 122198 | Front cover, +mounting kit, for NZM3, vertical, 4p, HxW=600x600mm, special color | EDB | xEnergy Main | 163.7 | 1
| XMN342406CV2 | Y7-284065 | 284065 | Front cover, +mounting kit, for NZM3, vertical, 4p, HxW=600x600mm, grey | EDB | xEnergy Main | 83.4 | 1
| XMN342406CV2-SOND-RAL* | Y7-122200 | 122200 | Front cover, +mounting kit, for NZM3, vertical, 4p, HxW=600x600mm, special color | EDB | xEnergy Main | 95.9 | 1
| XMN342406CV2-T | Y7-196494 | 196494 | C,2xNZM3,V,4pol,F,H600,B600,T-Cut | EDB | xEnergy Main | 68.1 | 1
| XMN342406M-BS | Y7-125982 | 125982 | Mounting plate, +mounting kit, for NZM3, horizontal, 3/4p, fixed, HxW=600x600mm | EDB | xEnergy Main | 100.7 | 1
| XMN342406MV | Y7-284067 | 284067 | Mounting plate, +mounting kit, for NZM3, vertical, 4p, HxW=600x600mm | EDB | xEnergy Main | 94.6 | 1
| XMN3F04C | Y7-196565 | 196565 | Cover, NZM3, fix, 3+4pol, H=650 mm, W=425 mm | EDB | xEnergy Main | 168.5 | 1
| XMN3F04C-55 | Y7-196568 | 196568 | Cover, NZM3, fix, 3+4pol, H=650 mm, W=425 mm, IP55 | EDB | xEnergy Main | 413.3 | 1
| XMN3F04C-55-T | Y7-196572 | 196572 | Cover, NZM3, fix, 3+4pol, H=650 mm, W=425 mm, IP55, with trip-cutout | EDB | xEnergy Main | 413.8 | 1
| XMN3F04C-T | Y7-196571 | 196571 | Cover, NZM3, fix, 3+4pol, H=650 mm, W=425 mm, with trip-cutout | EDB | xEnergy Main | 167.1 | 1
| XMN3F04M | Y7-196573 | 196573 | Mounting plate NZM3, fix, 3+4p, W=425 mm | EDB | xEnergy Main | 165.4 | 1
| XMN3W04C | Y7-196566 | 196566 | Cover, NZM3, withdrawable, 3+4pol, H=650 mm, W=425 mm | EDB | xEnergy Main | 214.2 | 1
| XMN3W04C-55 | Y7-196569 | 196569 | Cover, NZM3, withdrawable, 3+4pol, H=650 mm, W=425 mm, IP55 | EDB | xEnergy Main | 441.3 | 1
| XMN3W04C-55-XR | Y7-196570 | 196570 | Cover, NZM3, withdrawable+XR, 3+4pol, H=650 mm, W=425 mm, IP55 | EDB | xEnergy Main | 502 | 1
| XMN3W04C-XR | Y7-196567 | 196567 | Cover, NZM3, withdrawable+XR, 3+4pol, H=650 mm, W=425 mm | EDB | xEnergy Main | 258.1 | 1
| XMN3W04M | Y7-196574 | 196574 | Mounting plate NZM3, withdrawable 3+4p, W=425 mm | EDB | xEnergy Main | 138.4 | 1
| XMN4304 | Y7-284068 | 284068 | Mounting kit, NZM4, 1600A, 3p, fixed version/withdrawable unit, W=425mm, grey | EDB | xEnergy Main | 259.9 | 1
| XMN4304-1 | Y7-284853 | 284853 | Mounting kit, NZM4, 1600A, 3p, withdrawable unit, W=425mm, grey | EDB | xEnergy Main | 357.4 | 1
| XMN4304-1-SOND-RAL* | Y7-122373 | 122373 | Mounting kit, NZM4, 1600A, 3p, W, W=425mm, special color | EDB | xEnergy Main | 453.6 | 1
| XMN4304-SOND-RAL* | Y7-122202 | 122202 | Mounting kit, NZM4, 1600A, 3p, fixed/withdrawable, W=425mm, special color | EDB | xEnergy Main | 329.9 | 1
| XMN430602 | Y7-107984 | 107984 | Mounting kit, 2xNZM4, 1600A, 3p, fixed version, W=600mm, grey | EDB | xEnergy Main | 612 | 1
| XMN430602-SOND-RAL* | Y7-122557 | 122557 | Mounting kit, 2xNZM4, 1600A, 3p, F, W=600mm, special color | EDB | xEnergy Main | 704 | 1
| XMN430802 | Y7-107985 | 107985 | Mounting kit, 2xNZM4, 1600A, 3p, fixed version, W=800mm, grey | EDB | xEnergy Main | 640 | 1
| XMN430802-1 | Y7-110276 | 110276 | Mounting kit, 2xNZM4, 1600A, 3p, withdrawable, W=800mm, grey | EDB | xEnergy Main | 769 | 1
| XMN430802-1-SOND-RAL* | Y7-122604 | 122604 | Mounting kit, 2xNZM4, 1600A, 3p, W, W=800mm, special color | EDB | xEnergy Main | 976 | 1
| XMN430802-2 | Y7-125999 | 125999 | Mounting kit, 2xNZM4, 1600A 3p, remote operated, W=800mm | EDB | xEnergy Main | 826 | 1
| XMN430802-SOND-RAL* | Y7-122558 | 122558 | Mounting kit, 2xNZM4, 1600A, 3p, F, W=800mm, special color | EDB | xEnergy Main | 736 | 1
| XMN432404MVW | Y7-284072 | 284072 | Mounting plate, +mounting kit, for NZM4, vertical, 3p, withdrawable unit, HxW=600x425mm | EDB | xEnergy Main | 125.1 | 1
| XMN432406MVW | Y7-284076 | 284076 | Mounting plate, +mounting kit, for NZM4, vertical, 3p, withdrawable unit, HxW=600x600mm | EDB | xEnergy Main | 159.3 | 1
| XMN43F04C | Y7-177100 | 177100 | Front plate, NZM4, 3p, fixed version, W=425mm | EDB | xEnergy Main | 167.3 | 1
| XMN43F04C-55 | Y7-180497 | 180497 | Front plate, NZM4, 3p, fixed, W=425mm, IP55, grey | EDB | xEnergy Main | 422.4 | 1
| XMN43F04C-55-T | Y7-196457 | 196457 | C,NZM4,3pol,H650,B425,IP42/55,T-Cut | EDB | xEnergy Main | 422.5 | 1
| XMN43F04C-55-XMV | Y7-180495 | 180495 | Front plate, NZM4, 3p, fixed with mechanical interlock, W=425mm, IP55, grey | EDB | xEnergy Main | 419.1 | 1
| XMN43F04C-T | Y7-196452 | 196452 | C,NZM4,3pol,H650,B425,T-Cut | EDB | xEnergy Main | 167.3 | 1
| XMN43F04C-XMV | Y7-177101 | 177101 | Front plate, NZM4, 3p, fixed version, rotary handle with interlock, W=425mm | EDB | xEnergy Main | 167.3 | 1
| XMN43F04M | Y7-177122 | 177122 | Mounting plate, NZM4, 3p, fixed version, W=425mm | EDB | xEnergy Main | 111.2 | 1
| XMN43F06C | Y7-177104 | 177104 | Front plate, NZM4, 3p, fixed version, W=600mm, grey | EDB | xEnergy Main | 199.1 | 1
| XMN43F06C-55 | Y7-180501 | 180501 | Front plate, NZM4, 3p, fixed, W=600mm, IP55, grey | EDB | xEnergy Main | 449.8 | 1
| XMN43F06C-55-T | Y7-196458 | 196458 | C,NZM4,3pol,F,H650,B600,IP42/55,T-Cut | EDB | xEnergy Main | 452 | 1
| XMN43F06C-55-XMV | Y7-180499 | 180499 | Front plate, NZM4, 3p, fixed with mechanical interlock, W=600mm, IP55, grey | EDB | xEnergy Main | 446 | 1
| XMN43F06C-T | Y7-196453 | 196453 | C,NZM4,3pol,H650,B600,T-Cut | EDB | xEnergy Main | 196.4 | 1
| XMN43F06C-XMV | Y7-177105 | 177105 | Front plate, NZM4, 3p, fixed version, rotary handle with interlock, W=600mm | EDB | xEnergy Main | 191.8 | 1
| XMN43W04C-55 | Y7-180509 | 180509 | Front plate, NZM4, 3p, withdrawable, W=425mm, IP55, grey | EDB | xEnergy Main | 522 | 1
| XMN43W04C-55-XR | Y7-180513 | 180513 | Front plate, NZM4, 3p, withdrawable + remote operator, W=425mm, IP55, grey | EDB | xEnergy Main | 551 | 1
| XMN43W04C-XR | Y7-180487 | 180487 | Front plate, NZM4, 3p, withdrawable + remote operator, W=425mm, grey | EDB | xEnergy Main | 314.2 | 1
| XMN43W06C | Y7-180484 | 180484 | Front plate, NZM4, 3p, withdrawable, W=600mm, grey | EDB | xEnergy Main | 320.2 | 1
| XMN43W06C-55 | Y7-180510 | 180510 | Front plate, NZM4, 3p, withdrawable, W=600mm, IP55, grey | EDB | xEnergy Main | 560 | 1
| XMN43W06C-55-XR | Y7-180514 | 180514 | Front plate, NZM4, 3p, withdrawable + remote operator, W=600mm, IP55, grey | EDB | xEnergy Main | 580 | 1
| XMN43W06C-XR | Y7-180488 | 180488 | Front plate, NZM4, 3p, withdrawable + remote operator, W=600mm, grey | EDB | xEnergy Main | 346.7 | 1
| XMN4404 | Y7-284077 | 284077 | Mounting kit, NZM4, 1600A, 4p, fixed version, W=425mm, grey | EDB | xEnergy Main | 262.1 | 1
| XMN4404-SOND-RAL* | Y7-122207 | 122207 | Mounting kit, NZM4, 1600A, 4p, F, W=425mm, special color | EDB | xEnergy Main | 332.6 | 1
| XMN4406-1 | Y7-284078 | 284078 | Mounting kit, NZM4, 1600A, 4p, withdrawable unit, W=600mm, grey | EDB | xEnergy Main | 412.9 | 1
| XMN4406-1-SOND-RAL* | Y7-122208 | 122208 | Mounting kit, NZM4, 1600A, 4p, W, W=600mm, special color | EDB | xEnergy Main | 524 | 1
| XMN440802 | Y7-107986 | 107986 | Mounting kit, 2xNZM4, 1600A, 4p, F/W, W=800mm, grey | EDB | xEnergy Main | 668 | 1
| XMN440802-SOND-RAL* | Y7-122559 | 122559 | Mounting kit, 2xNZM4, 1600A, 4p, F, W=800mm, special color | EDB | xEnergy Main | 768 | 1
| XMN441808-BF | Y7-192719 | 192719 | Mounting plate for W = 800 mm, NZM4, vertical | EDB | xEnergy Main | 143.8 | 1
| XMN441808C-BF | Y7-192665 | 192665 | Front plate, NZM4/800A/1250A, single, fixed version, W=800mm | EDB | xEnergy Main | 83.3 | 1
| XMN442404MVF | Y7-284081 | 284081 | Mounting plate, +mounting kit, for NZM4, vertical, 4p, fixed version, fixed version, HxW=600x425mm | EDB | xEnergy Main | 97.3 | 1
| XMN442406MVF | Y7-284085 | 284085 | Mounting plate, +mounting kit, for NZM4, vertical, 4p, fixed version, HxW=600x600mm | EDB | xEnergy Main | 118.5 | 1
| XMN442408MVF | Y7-290348 | 290348 | Mounting plate, +mounting kit, for NZM4, vertical, 4p, fixed version, HxW=600x800 | EDB | xEnergy Main | 143.7 | 1
| XMN44F04C | Y7-177102 | 177102 | Front plate, NZM4, 4p, fixed version, W=425mm, grey | EDB | xEnergy Main | 172 | 1
| XMN44F04C-55 | Y7-180498 | 180498 | Front plate, NZM4, 4p, fixed, W=425mm, IP55, grey | EDB | xEnergy Main | 419.1 | 1
| XMN44F04C-55-T | Y7-196464 | 196464 | C,NZM4,4pol,F,H650,B425,IP42/55,T-Cut | EDB | xEnergy Main | 419.1 | 1
| XMN44F04C-55-XMV | Y7-180496 | 180496 | Front plate, NZM4, 4p, fixed with mechanical interlock, W=425mm, IP55, grey | EDB | xEnergy Main | 418.9 | 1
| XMN44F04C-T | Y7-196463 | 196463 | C,NZM4,4pol,F,H650,B425,IP31,T-Cut | EDB | xEnergy Main | 164.9 | 1
| XMN44F04C-XMV | Y7-177103 | 177103 | Front plate, NZM4, 4p, fixed version, rotary handle with interlock, W=425mm | EDB | xEnergy Main | 164.1 | 1
| XMN44F04M | Y7-177123 | 177123 | Mounting plate, NZM4, 4p, fixed version W=425mm | EDB | xEnergy Main | 115.2 | 1
| XMN44F06C | Y7-177106 | 177106 | Front plate, NZM4, 4p, fixed version, W=600mm | EDB | xEnergy Main | 199.1 | 1
| XMN44F06C-55 | Y7-180502 | 180502 | Front plate, NZM4, 4p, fixed, W=600mm, IP55, grey | EDB | xEnergy Main | 456 | 1
| XMN44F06C-55-T | Y7-196459 | 196459 | C,NZM4,4pol,F,H650,B600,IP42/55,T-Cut | EDB | xEnergy Main | 458.3 | 1
| XMN44F06C-55-XMV | Y7-180500 | 180500 | Front plate, NZM4, 4p, fixed with mechanical interlock, W=600mm, IP55, grey | EDB | xEnergy Main | 452.7 | 1
| XMN44F06C-T | Y7-196454 | 196454 | C,NZM4,4pol,H650,B600,T-Cut | EDB | xEnergy Main | 196.4 | 1
| XMN44F06C-XMV | Y7-177107 | 177107 | Front plate, NZM4, 4p, fixed version, rotary handle with interlock, W=600mm | EDB | xEnergy Main | 191.8 | 1
| XMN44F08C-55-T | Y7-196460 | 196460 | C,NZM4,4pol,F,H650,B800,IP42/55,T-Cut | EDB | xEnergy Main | 484.5 | 1
| XMN44F08C-55-XMV | Y7-180503 | 180503 | Front plate, NZM4, 4p, fixed with mechanical interlock, W=800mm, IP55 | EDB | xEnergy Main | 483.6 | 1
| XMN44F08C-T | Y7-196455 | 196455 | C,NZM4,4pol,H650,B800,T-Cut | EDB | xEnergy Main | 224.5 | 1
| XMN44W06C | Y7-180485 | 180485 | Front plate, NZM4, 4p, withdrawable, W=600mm, grey | EDB | xEnergy Main | 320.2 | 1
| XMN44W06C-55 | Y7-180511 | 180511 | Front plate, NZM4, 4p, withdrawable, W=600mm, IP55, grey | EDB | xEnergy Main | 560 | 1
| XMN44W06C-55-XR | Y7-180515 | 180515 | Front plate, NZM4, 4p, withdrawable + remote operator, W=600mm, IP55, grey | EDB | xEnergy Main | 584 | 1
| XMN44W06C-XR | Y7-180489 | 180489 | Front plate, NZM4, 4p, withdrawable + remote operator, W=600mm, grey | EDB | xEnergy Main | 351.6 | 1
| XMN44W08C | Y7-180486 | 180486 | Front plate, NZM4, 4p, withdrawable, W=800mm, grey | EDB | xEnergy Main | 342.1 | 1
| XMN44W08C-55 | Y7-180512 | 180512 | Front plate, NZM4, 4p, withdrawable, W=800mm, IP55, grey | EDB | xEnergy Main | 587 | 1
| XMN44W08C-55-XR | Y7-180516 | 180516 | Front plate, NZM4, 4p, withdrawable + remote operator, W=800mm, IP55, grey | EDB | xEnergy Main | 615 | 1
| XMN44W08C-XR | Y7-180490 | 180490 | Front plate, NZM4, 4p, withdrawable + remote operator, W=800mm, grey | EDB | xEnergy Main | 366.3 | 1
| XMN4F0602M | Y7-177096 | 177096 | Mounting plate, 2xNZM4, 3p,fixed mounted design,W=600mm | EDB | xEnergy Main | 180.5 | 1
| XMN4F06M | Y7-177124 | 177124 | Mounting plate,NZM4,3/4 p,fixed mounted design,W=600mm | EDB | xEnergy Main | 151.3 | 1
| XMN4F0802M | Y7-177097 | 177097 | Mounting plate, 2xNZM4, 4p, fixed version, W=800mm | EDB | xEnergy Main | 232.6 | 1
| XMN4F08C | Y7-177108 | 177108 | Front plate, NZM4, 4p, fixed version, W=800mm, grey | EDB | xEnergy Main | 229.4 | 1
| XMN4F08C-55 | Y7-180504 | 180504 | Front plate, NZM4, 4p, fixed, W=800mm, IP55, grey | EDB | xEnergy Main | 484.2 | 1
| XMN4F08C-XMV | Y7-177109 | 177109 | Front plate, NZM4, 4p, fixed version, rotary handle with interlock, W=800mm | EDB | xEnergy Main | 225.1 | 1
| XMN4F08M | Y7-177125 | 177125 | Mounting plate, NZM4, 3/4p, fixed version, W=800mm | EDB | xEnergy Main | 183.3 | 1
| XMN4W04C | Y7-177110 | 177110 | Front plate, NZM4, 3p, withdrawable, W=425mm, grey | EDB | xEnergy Main | 270.8 | 1
| XMN4W04M | Y7-177093 | 177093 | Mounting plate,NZM4, 3p,withdrawable unit,W=425mm | EDB | xEnergy Main | 116.5 | 1
| XMN4W06M | Y7-177094 | 177094 | Mounting plate,NZM4,3/4 p,withdrawable unit,W=600mm | EDB | xEnergy Main | 151.8 | 1
| XMN4W0802M | Y7-177098 | 177098 | Mounting plate, 2xNZM4, 3p,withdrawable unit,W=800mm | EDB | xEnergy Main | 233.7 | 1
| XMN4W08M | Y7-177095 | 177095 | Mounting plate, NZM4, 3/4p, withdrawable unit, W=800mm | EDB | xEnergy Main | 178.8 | 1
| XMN4W1002M | Y7-177099 | 177099 | Mounting plate, 2xNZM4,4p,withdrawable unit,W=1000mm | EDB | xEnergy Main | 287.9 | 1
| XMP030204C | Y7-284087 | 284087 | Front cover, +mounting kit, for PKZ0, horizontal, 3p, HxW=50x425mm, grey | EDB | xEnergy Main | 55.7 | 1
| XMP030204C-SOND-RAL* | Y7-122212 | 122212 | Front cover, +mounting kit, for PKZ0, horizontal, 3p, HxW=50x425mm, special color | EDB | xEnergy Main | 64 | 1
| XMP030204M | Y7-284088 | 284088 | Mounting plate, +mounting kit, for PKZ0, horizontal, 3p, HxW=50x425mm | EDB | xEnergy Main | 52.9 | 1
| XMP030206C | Y7-284089 | 284089 | Front cover, +mounting kit, for PKZ0, horizontal, 3p, HxW=50x600mm, grey | EDB | xEnergy Main | 58.4 | 1
| XMP030206C-SOND-RAL* | Y7-122213 | 122213 | Front cover, +mounting kit, for PKZ0, horizontal, 3p, HxW=50x600mm, special color | EDB | xEnergy Main | 67.5 | 1
| XMP030206M | Y7-284090 | 284090 | Mounting plate, +mounting kit, for PKZ0, horizontal, 3p, HxW=50x600mm | EDB | xEnergy Main | 55.7 | 1
| XMP430404C | Y7-284095 | 284095 | Front cover, +mounting kit, for PKZ4, horizontal, 3p, HxW=100x425mm, grey | EDB | xEnergy Main | 61.2 | 1
| XMP430404C-SOND-RAL* | Y7-122214 | 122214 | Front cover, +mounting kit, for PKZ4, horizontal, 3p, HxW=100x425mm, special color | EDB | xEnergy Main | 70.9 | 1
| XMP430404M | Y7-284096 | 284096 | Mounting plate, +mounting kit, for PKZ4, horizontal, 3p, HxW=100x425mm | EDB | xEnergy Main | 58.4 | 1
| XMP430406C | Y7-284097 | 284097 | Front cover, +mounting kit, for PKZ4, horizontal, 3p, HxW=100x600mm, grey | EDB | xEnergy Main | 64 | 1
| XMP430406C-SOND-RAL* | Y7-122215 | 122215 | Front cover, +mounting kit, for PKZ4, horizontal, 3p, HxW=100x600mm, special color | EDB | xEnergy Main | 73.7 | 1
| XMP430406M | Y7-284098 | 284098 | Mounting plate, +mounting kit, for PKZ4, horizontal, 3p, HxW=100x600mm | EDB | xEnergy Main | 61.2 | 1
| XMPIX16_40MW1000 | Y7-174575 | 174575 | Supporting plate 2xIZMX16, IZMX40, fixed/withdrawable, W=1000mm | EDB | xEnergy Light | 109.7 | 1
| XMPIX16_40MW800 | Y7-174574 | 174574 | Supporting plate IZMX16, fixed/withdrawable, W=800mm | EDB | xEnergy Light | 95.8 | 1
| XMPIX16F-C-H500W600 | Y7-174579 | 174579 | Front plate IZMX16, fixed, W=500x600mm | EDB | xEnergy Light | 61 | 1
| XMPIX16MW600 | Y7-174573 | 174573 | Supporting plate IZMX16, fixed/withdrawable, W=600mm | EDB | xEnergy Light | 78.2 | 1
| XMPIX16W-C-H500W600 | Y7-174576 | 174576 | Front plate IZMX16, withdrawable, HxW=500x600mm | EDB | xEnergy Light | 60.2 | 1
| XMPIX2X16F-C-H500W1000 | Y7-174581 | 174581 | Front plate 2xIZMX16, fixed, W=500x1000mm | EDB | xEnergy Light | 86.3 | 1
| XMPIX2X16F-C-H500W800 | Y7-174580 | 174580 | Front plate 2xIZMX16, fixed, W=500x800mm | EDB | xEnergy Light | 74.1 | 1
| XMPIX2X16W-C-H500W1000 | Y7-174578 | 174578 | Front plate 2xIZMX16, withdrawable, HxW=500x1000mm | EDB | xEnergy Light | 86.1 | 1
| XMPIX2X16W-C-H500W800 | Y7-174577 | 174577 | Front plate 2xIZMX16, withdrawable, HxW=500x800mm | EDB | xEnergy Light | 71.1 | 1
| XMPIX40F-C-H600W1000 | Y7-174585 | 174585 | Front plate IZMX40, fixed, W=600x1000mm | EDB | xEnergy Light | 98.8 | 1
| XMPIX40F-C-H600W800 | Y7-174584 | 174584 | Front plate IZMX40, fixed, W=600x800mm | EDB | xEnergy Light | 86.6 | 1
| XMPIX40W-C-H600W1000 | Y7-174583 | 174583 | Front plate IZMX40, withdrawable, HxW=600x1000mm | EDB | xEnergy Light | 98.8 | 1
| XMPIX40W-C-H600W800 | Y7-174582 | 174582 | Front plate IZMX40, withdrawable, HxW=600x800mm | EDB | xEnergy Light | 83.8 | 1
| XMPL10606C-UK | Y7-110258 | 110258 | Front cover, +mounting kit, for PLHT, horizontal, 1p, HxW=50x600mm, grey | EDB | xEnergy Main | 26.31 | 1
| XMPL10606C-UK-SOND-RAL* | Y7-122595 | 122595 | Front cover, +mounting kit, for PLHT, horizontal, 1p, HxW=50x600mm, special color | EDB | xEnergy Main | 31.21 | 1
| XMPL10606M-UK | Y7-110254 | 110254 | Mounting plate, +mounting kit, for PLHT, horizontal, 1p, HxW=50x600mm | EDB | xEnergy Main | 22.23 | 1
| XMR-ACK | Y7-184633 | 184633 | Assembly kit for linking two MCCB modules | EDB | xEnergy Main | 5.64 | 1
| XMR-AGF2 | Y7-302117 | 302117 | Guiding rail set for xR mixed modules for Form 2b | EDB | xEnergy Main | 44.73 | 1
| XMR-AGF4 | Y7-302119 | 302119 | Guiding rail set for xR mixed modules for Form 4b | EDB | xEnergy Main | 35.49 | 1
| XMR-AH | Y7-184641 | 184641 | Handle for circuit-breaker plug-in module | EDB | xEnergy Main | 45 | 1
| XMR-E-04 | Y7-184729 | 184729 | XR-MCCB empty bucket, height 100mm, for XR-MCCB-PIFT | EDB | xEnergy Main | 90.3 | 1
| XMR-E-06 | Y7-184730 | 184730 | XR-MCCB empty bucket, height 150mm, for XR-MCCB-PIFT | EDB | xEnergy Main | 99 | 1
| XMR-E-08 | Y7-184731 | 184731 | XR-MCCB empty bucket, height 200mm, for XR-MCCB-PIFT | EDB | xEnergy Main | 107.4 | 1
| XMR-E-10 | Y7-184732 | 184732 | XR-MCCB empty bucket, height 250mm, for XR-MCCB-PIFT | EDB | xEnergy Main | 117.8 | 1
| XMR-E-12 | Y7-184733 | 184733 | XR-MCCB empty bucket, height 300mm, for XR-MCCB-PIFT | EDB | xEnergy Main | 127 | 1
| XMR-E-14 | Y7-184734 | 184734 | XR-MCCB empty bucket, height 350mm, for XR-MCCB-PIFT | EDB | xEnergy Main | 134.7 | 1
| XMR-E-16 | Y7-184735 | 184735 | XR-MCCB empty bucket, height 400mm, for XR-MCCB-PIFT | EDB | xEnergy Main | 142.1 | 1
| XMR-EF-04 | Y7-184634 | 184634 | General XR-MCCB mounting plate fixed mounting modules | EDB | xEnergy Main | 30.86 | 1
| XMR-EF-06 | Y7-184635 | 184635 | General XR-MCCB mounting plate fixed mounting modules | EDB | xEnergy Main | 38.24 | 1
| XMR-EF-08 | Y7-184636 | 184636 | General XR-MCCB mounting plate fixed mounting modules | EDB | xEnergy Main | 48.17 | 1
| XMR-EF-10 | Y7-184637 | 184637 | General XR-MCCB mounting plate fixed mounting modules | EDB | xEnergy Main | 55 | 1
| XMR-EF-12 | Y7-184638 | 184638 | General XR-MCCB mounting plate fixed mounting modules | EDB | xEnergy Main | 61.8 | 1
| XMR-EF-14 | Y7-184639 | 184639 | General XR-MCCB mounting plate fixed mounting modules | EDB | xEnergy Main | 68.5 | 1
| XMR-EF-16 | Y7-184640 | 184640 | General XR-MCCB mounting plate fixed mounting modules | EDB | xEnergy Main | 72 | 1
| XMR-I-3-04 | Y7-184720 | 184720 | Incomer module 3 pole 630A, height 100mm, for XR-MCCB-PIFT | EDB | xEnergy Main | 555 | 1
| XMR-I-4-04 | Y7-184721 | 184721 | Incomer module 4 pole 630A, height 100mm, for XR-MCCB-PIFT | EDB | xEnergy Main | 688 | 1
| XMR-N13-04 | Y7-184723 | 184723 | XR-MCCB NZM1 3 pole bucket, height 100mm, for XR-MCCB-PIFT | EDB | xEnergy Main | 444.5 | 1
| XMR-N14-06 | Y7-184724 | 184724 | XR-MCCB NZM1 4 pole bucket, height 150mm, for XR-MCCB-PIFT | EDB | xEnergy Main | 529 | 1
| XMR-N23-06 | Y7-184725 | 184725 | XR-MCCB NZM2 3 pole bucket, height 150mm, for XR-MCCB-PIFT | EDB | xEnergy Main | 458.4 | 1
| XMR-N24-08 | Y7-184726 | 184726 | XR-MCCB NZM2 4 pole bucket, height 200mm, for XR-MCCB-PIFT | EDB | xEnergy Main | 553 | 1
| XMR-N33-08 | Y7-184727 | 184727 | XR-MCCB NZM3 3 pole bucket, height 200mm, for XR-MCCB-PIFT | EDB | xEnergy Main | 738 | 1
| XMR-N34-10 | Y7-184728 | 184728 | XR-MCCB NZM3 4 pole bucket, height 250mm, for XR-MCCB-PIFT | EDB | xEnergy Main | 912 | 1
| XMR-P-04 | Y7-184722 | 184722 | XR-MCCB PKZ/PKE bucket, height 100mm, for XR-MCCB-PIFT | EDB | xEnergy Main | 322.7 | 1
| XMR-P2-04 | Y7-185229 | 185229 | XR-MCCB PKZ/PKE bucket, 25mm², height 100mm, for XR-MCCB-PIFT | EDB | xEnergy Main | 314.9 | 1
| XMR-QSA-1-3-D | Y7-193395 | 193395 | PlugIn unit, Box1, QSA, 3pol, dual | EDB | xEnergy Main | 1997 | 1
| XMR-QSA-1-3P+N-D | Y7-193397 | 193397 | PlugIn unit, Box1, QSA, 3P+N, dual | EDB | xEnergy Main | 2640 | 1
| XMR-QSA-1-3P+N-D-BS | Y7-193412 | 193412 | PlugIn unit, Box1, QSA, BS,3P+N, dual | EDB | xEnergy Main | 2790 | 1
| XMR-QSA-1-3P+N-S | Y7-193394 | 193394 | PlugIn unit, Box1, QSA, 3P+N, single | EDB | xEnergy Main | 2143 | 1
| XMR-QSA-1-3P+N-S-BS | Y7-193409 | 193409 | PlugIn unit, Box1, QSA, BS,3P+N, single | EDB | xEnergy Main | 2203 | 1
| XMR-QSA-1-3-S | Y7-193392 | 193392 | PlugIn unit, Box1, QSA, 3pol, single | EDB | xEnergy Main | 1734 | 1
| XMR-QSA-1-4-D | Y7-193396 | 193396 | PlugIn unit, Box1, QSA, 4pol, dual | EDB | xEnergy Main | 2437 | 1
| XMR-QSA-1-4-D-BS | Y7-193411 | 193411 | PlugIn unit, Box1, QSA, BS,4pol, dual | EDB | xEnergy Main | 2586 | 1
| XMR-QSA-1-4-S | Y7-193393 | 193393 | PlugIn unit, Box1, QSA, 4pol, single | EDB | xEnergy Main | 2046 | 1
| XMR-QSA-1-4-S-BS | Y7-193408 | 193408 | PlugIn unit, Box1, QSA, BS,4pol, single | EDB | xEnergy Main | 2114 | 1
| XMR-QSA-2-3P+N-S-250 | Y7-193400 | 193400 | PlugIn unit, Box2, QSA, 3P+N, single | EDB | xEnergy Main | 2181 | 1
| XMR-QSA-2-3P+N-S-250-BS | Y7-193415 | 193415 | PlugIn unit, Box2, QSA, BS,3P+N, single | EDB | xEnergy Main | 2162 | 1
| XMR-QSA-2-3P+N-S-400 | Y7-193403 | 193403 | PlugIn unit, Box2, QSA, 3P+N, dual | EDB | xEnergy Main | 2372 | 1
| XMR-QSA-2-3P+N-S-400-BS | Y7-193418 | 193418 | PlugIn unit, Box2, QSA, BS,3P+N, dual | EDB | xEnergy Main | 2367 | 1
| XMR-QSA-2-3-S-250 | Y7-193398 | 193398 | PlugIn unit, Box2, QSA, 3pol, single | EDB | xEnergy Main | 1911 | 1
| XMR-QSA-2-3-S-400 | Y7-193401 | 193401 | PlugIn unit, Box2, QSA, 3pol, dual | EDB | xEnergy Main | 2154 | 1
| XMR-QSA-2-4-S-250 | Y7-193399 | 193399 | PlugIn unit, Box2, QSA, 4pol, single | EDB | xEnergy Main | 2370 | 1
| XMR-QSA-2-4-S-250-BS | Y7-193414 | 193414 | PlugIn unit, Box2, QSA, BS,4pol, single | EDB | xEnergy Main | 2329 | 1
| XMR-QSA-2-4-S-400 | Y7-193402 | 193402 | PlugIn unit, Box2, QSA, 4pol, dual | EDB | xEnergy Main | 2622 | 1
| XMR-QSA-2-4-S-400-BS | Y7-193417 | 193417 | PlugIn unit, Box2, QSA, BS,4pol, dual | EDB | xEnergy Main | 2524 | 1
| XMR-QSA-3-3P+N-S | Y7-193406 | 193406 | PlugIn unit, Box3, QSA, 3P+N, single | EDB | xEnergy Main | 3964 | 1
| XMR-QSA-3-3P+N-S-BS | Y7-193421 | 193421 | PlugIn unit, Box3, QSA, BS,3P+N, single | EDB | xEnergy Main | 3960 | 1
| XMR-QSA-3-3-S | Y7-193404 | 193404 | PlugIn unit, Box3, QSA, 3pol, single | EDB | xEnergy Main | 3439 | 1
| XMR-QSA-3-4-S | Y7-193405 | 193405 | PlugIn unit, Box3, QSA, 4pol, single | EDB | xEnergy Main | 4317 | 1
| XMR-QSA-3-4-S-BS | Y7-193420 | 193420 | PlugIn unit, Box3, QSA, BS,4pol, single | EDB | xEnergy Main | 4226 | 1
| XMW-WS | Y7-185201 | 185201 | Drawer unit wire support | EDB | xEnergy Main | 16.57 | 1
| XNAD-LD1 | Y7-187704 | 187704 | additional frame 1 SIEMES LD 5pole | EDB | xEnergy Main | 144.9 | 1
| XNAD-LD2 | Y7-187705 | 187705 | additional frame 2 SIEMES LD 5pole | EDB | xEnergy Main | 154.4 | 1
| XNAD-LD3 | Y7-187706 | 187706 | additional frame 3 SIEMES LD 5pole | EDB | xEnergy Main | 184.7 | 1
| XNAE10-18 | Y7-141843 | 141843 | Earthing cable 10 qmm, L=180 mm | EDB | xEnergy Main | 10.38 | 20
| XNAE10-42 | Y7-141842 | 141842 | Earthing cable 10 qmm | EDB | xEnergy Main | 11.57 | 20
| XNAE4-18 | Y7-141844 | 141844 | Earthing cable 4 qmm, L=180mm | EDB | xEnergy Main | 8.56 | 20
| XNAE4-42 | Y7-141845 | 141845 | Earthing cable 4 qmm, L=420 mm | EDB | xEnergy Main | 4.96 | 20
| XNBW-HB | Y7-168932 | 168932 | Mounting Bracket for horizontal bars | EDB | xEnergy Main | 12.2 | 1
| XNBW-M | Y7-290215 | 290215 | Fixing bracket mountin plate | EDB | xEnergy Main | 69.5 | 1
| XNBW-NZM1 | Y7-192854 | 192854 | Mountingplate distance NZM1-twin Form 2b | EDB | xEnergy Main | 36.71 | 1
| XNBW-NZM2 | Y7-192855 | 192855 | Mountingplate distance NZM2-twin Form 2b | EDB | xEnergy Main | 30.57 | 1
| XNBW-R2 | Y7-106740 | 106740 | Fixing angle cable anchoring rails 2 | EDB | xEnergy Main | 15.28 | 1
| XNBW-R3 | Y7-106741 | 106741 | Fixing angle cable anchoring rails 3 | EDB | xEnergy Main | 15.98 | 1
| XNBW-R4 | Y7-158618 | 158618 | Fixing angle cable anchoring rails | EDB | xEnergy Main | 17.7 | 1
| XNBW-RC | Y7-168121 | 168121 | Fixing angle cable a. rails corner | EDB | xEnergy Main | 22.43 | 1
| XNBW-RS | Y7-168122 | 168122 | Fixing angle cable a. rails stack | EDB | xEnergy Main | 40.34 | 1
| XNFRS-M12X40-8 | Y7-126934 | 126934 | saucer head screw M12 x 40 - 8.8 | EDB | xEnergy Main | 2.09 | 1
| XNHS-M12 | Y7-144075 | 144075 | Locking washer for M12 | EDB | xEnergy Main | 4.87 | 30
| XNIK-SPARE | Y7-134486 | 134486 | Sealing plug set, xEnergy | EDB | xEnergy Main | 27.78 | 1
| XNNBW-E06 | Y7-141846 | 141846 | Fixing bracket, busbar support, D=600mm | EDB | xEnergy Main | 4.93 | 10
| XNNBW-E08 | Y7-141847 | 141847 | Fixing bracket, busbar support, D=800mm | EDB | xEnergy Main | 10.43 | 10
| XNNBW-G | Y7-141848 | 141848 | Fixing bracket, busbar support, | EDB | xEnergy Main | 2.78 | 10
| XNNBW-G06 | Y7-141849 | 141849 | Fixing bracket, busbar support, D=600mm | EDB | xEnergy Main | 4.17 | 10
| XNNBW-G08 | Y7-141850 | 141850 | Fixing bracket, busbar support, D=800mm | EDB | xEnergy Main | 12.21 | 10
| XNNBW-G2 | Y7-168931 | 168931 | Mounting bracket | EDB | xEnergy Main | 8.14 | 1
| XNNBW-R | Y7-141851 | 141851 | Fixing bracket, cable anchoring rail | EDB | xEnergy Main | 3.71 | 10
| XNNCB | Y7-141852 | 141852 | Copper U bolt, 3mm thick | EDB | xEnergy Main | 2.09 | 50
| XNNCD | Y7-141853 | 141853 | Copper spacer, 10mm thick, W=30mm | EDB | xEnergy Main | 11.54 | 10
| XNNCD100 | Y7-141854 | 141854 | Copper spacer, W=100mm | EDB | xEnergy Main | 25.79 | 10
| XNNCD50 | Y7-141855 | 141855 | Copper spacer, W=50mm | EDB | xEnergy Main | 14.88 | 10
| XNNCD60 | Y7-141856 | 141856 | Copper spacer, W=60mm | EDB | xEnergy Main | 16.67 | 10
| XNNCD80 | Y7-141857 | 141857 | Copper spacer, W=80mm | EDB | xEnergy Main | 21.86 | 10
| XNNC-NZM1-I | Y7-192691 | 192691 | Copper connexion for NZM1 incomming side | EDB | xEnergy Main | 46.08 | 1
| XNNC-NZM1-O | Y7-192693 | 192693 | Copper connexion for NZM1 outgoing side | EDB | xEnergy Main | 34.28 | 1
| XNNC-NZM2-I | Y7-192692 | 192692 | Copper connexion for NZM2 incomming side | EDB | xEnergy Main | 56.3 | 1
| XNNC-NZM2-O | Y7-192694 | 192694 | Copper connexion for NZM2 outgoing side | EDB | xEnergy Main | 55.4 | 1
| XNNC-NZM3-O | Y7-192695 | 192695 | Copper connexion for NZM3 630A outgoing side | EDB | xEnergy Main | 313.9 | 1
| XNNEM-M12 | Y7-141858 | 141858 | Self-locking nut, M12 | EDB | xEnergy Main | 1.39 | 30
| XNNEM-M8 | Y7-150270 | 150270 | Self-locking nut, M8 | EDB | xEnergy Main | 0.84 | 100
| XNNFR-M10 | Y7-151278 | 151278 | Split washer, B10, VZN | EDB | xEnergy Main | 0.21 | 100
| XNNFR-M6 | Y7-141859 | 141859 | Split washer, B6, VZN | EDB | xEnergy Main | 0.11 | 50
| XNNFR-M8 | Y7-141860 | 141860 | Split washer, B8, VZN | EDB | xEnergy Main | 0.11 | 50
| XNNFRS-M10X30-8 | Y7-501467 | 501467 |  | EDB | xEnergy Main | 1.6 | 1
| XNNFRS-M10X35-8 | Y7-180521 | 180521 | Flat round screw M10 x 35, DIN603 - 8.8 | EDB | xEnergy Main | 0.84 | 50
| XNNFRS-M10X45-8 | Y7-180522 | 180522 | Flat round screw M10 x 45, DIN603 - 8.8 | EDB | xEnergy Main | 0.98 | 50
| XNNFRS-M10X50-8 | Y7-168948 | 168948 | Flat round screw, M10x50-8.8 | EDB | xEnergy Main | 0.9 | 50
| XNNFRS-M10X60-8 | Y7-168955 | 168955 | Flat round screw, M10x60-8.8 | EDB | xEnergy Main | 0.98 | 50
| XNNFRS-M10X70-8 | Y7-168953 | 168953 | Flat round screw, M10x70-8.8 | EDB | xEnergy Main | 1.39 | 50
| XNNFRS-M10X80-8 | Y7-168950 | 168950 | Flat round screw, M10x80-8.8 | EDB | xEnergy Main | 1.2 | 50
| XNNFRS-M10X90-8 | Y7-500780 | 500780 |  | EDB | xEnergy Main | 2.94 | 1
| XNNFRS-M12X30-8 DIN 603 | Y7-193474 | 193474 | Flat round screw, M12x30-8.8 | EDB | xEnergy Main | 1.18 | 50
| XNNFRS-M12X40-8 | Y7-168939 | 168939 | Flat round screw, M12x40-8.8 | EDB | xEnergy Main | 1.26 | 30
| XNNFRS-M12X45-8 | Y7-179633 | 179633 | Flat round screw, M12x45-8.8 | EDB | xEnergy Main | 1.43 | 30
| XNNFRS-M12X50-8 | Y7-141861 | 141861 | Saucer head screw, M12x50, 8.8 | EDB | xEnergy Main | 1.55 | 30
| XNNFRS-M12X60-8 | Y7-168940 | 168940 | Flat round screw, M12x60-8.8 | EDB | xEnergy Main | 1.64 | 30
| XNNFRS-M12X70-8 | Y7-141862 | 141862 | Saucer head screw, M12x70, 8.8 | EDB | xEnergy Main | 1.67 | 30
| XNNFRS-M12X80-8 | Y7-168941 | 168941 | Flat round screw, M12x80-8.8 | EDB | xEnergy Main | 2 | 30
| XNNFRS-M8X70 | Y7-168952 | 168952 | Flat round screw, M8x70 | EDB | xEnergy Main | 0.84 | 50
| XNNGFS-M4X6 | Y7-177618 | 177618 | Lens head screw M4x6 TORX20 DIN7500, form C, zinc plated | EDB | xEnergy Main | 0.13 | 100
| XNNGFS-M4X8 | Y7-177619 | 177619 | Lens head screw M4x8 TORX20 DIN7500, form C, zinc plated | EDB | xEnergy Main | 0.13 | 100
| XNNGFS-M5X10 | Y7-141864 | 141864 | Screw, M5x10, thread forming, pan head, form C, zinc plated | EDB | xEnergy Main | 0.11 | 100
| XNNGFS-M5X6 | Y7-177620 | 177620 | Lens head screw M5x6 TORX25 DIN7500, form C, zinc plated | EDB | xEnergy Main | 0.21 | 100
| XNNGFS-M5X8 | Y7-177621 | 177621 | Lens head screw M5x8 TORX25 DIN7500, form C, zinc plated | EDB | xEnergy Main | 0.64 | 100
| XNNGFS-M6X12 | Y7-141865 | 141865 | Screw, M6x12, thread forming, pan head, form C, zinc plated | EDB | xEnergy Main | 0.19 | 100
| XNNGFS-M6X20 | Y7-141866 | 141866 | Screw, M6x20, thread forming, pan head, form C, zinc plated | EDB | xEnergy Main | 0.21 | 100
| XNNGP-M10 | Y7-177087 | 177087 | Thread-plate for cable anchoring rail M10 | EDB | xEnergy Main | 9.46 | 1
| XNNGP-M6 | Y7-174591 | 174591 | Thread-plate for cable anchoring rail M6 | EDB | xEnergy Light | 1.39 | 1
| XNNGP-M8 | Y7-174590 | 174590 | Treat-plate for cable anchoring rail M5 | EDB | xEnergy Light | 1.39 | 1
| XNNHKS-M10X30 | Y7-141867 | 141867 | T-head screw, M10X30, zinc plated | EDB | xEnergy Main | 1.62 | 50
| XNNHKS-M10X50 | Y7-141868 | 141868 | T-head screw, M10X50, zinc plated | EDB | xEnergy Main | 3.07 | 50
| XNNHKS-M12X100 | Y7-144073 | 144073 | T-head screw, SL, M12x100 | EDB | xEnergy Main | 14.5 | 30
| XNNHKS-M12X120 | Y7-144074 | 144074 | T-head screw, SL, M12x120 | EDB | xEnergy Main | 9.73 | 30
| XNNHKS-M12X66 | Y7-144071 | 144071 | T-head screw, SL, M12x66 | EDB | xEnergy Main | 7.84 | 30
| XNNHKS-M12X80 | Y7-144072 | 144072 | T-head screw, SL, M12x80 | EDB | xEnergy Main | 7.09 | 30
| XNNHLF-M10X30 | Y7-177088 | 177088 | Screw for for anchoring rail M10x30 | EDB | xEnergy Main | 8.29 | 1
| XNNIK-M10 | Y7-141869 | 141869 | Insulating cap, M10 | EDB | xEnergy Main | 0.56 | 50
| XNNIK-M12 | Y7-141870 | 141870 | Insulating cap, M12 | EDB | xEnergy Main | 1.2 | 50
| XNNIP-40-M10 | Y7-180524 | 180524 | Isolator M10 x 40, black, H=40mm | EDB | xEnergy Main | 15.75 | 1
| XNNIP-50-M10 | Y7-179779 | 179779 | Insulator, M10x50 | EDB | xEnergy Main | 28.02 | 10
| XNNIP-50-M12 | Y7-167559 | 167559 | Insulator, M12x50 | EDB | xEnergy Main | 33.47 | 10
| XNNISKS-M8X100-8 | Y7-144599 | 144599 | Allen screw, M8x100, 8.8 | EDB | xEnergy Main | 0.86 | 30
| XNNISKS-M8X120-8 | Y7-144598 | 144598 | Allen screw, M8x120, 8.8 | EDB | xEnergy Main | 1.27 | 30
| XNNISKS-M8X45-8 | Y7-500782 | 500782 |  | EDB | xEnergy Main | 1.55 | 1
| XNNISKS-M8X60-8 | Y7-144601 | 144601 | Allen screw, M8x60, 8.8 | EDB | xEnergy Main | 0.6 | 30
| XNNISKS-M8X65-8 | Y7-500781 | 500781 |  | EDB | xEnergy Main | 1.39 | 1
| XNNISKS-M8X80-8 | Y7-144600 | 144600 | Allen screw, M8x80, 8.8 | EDB | xEnergy Main | 0.8 | 30
| XNNKS-M6 | Y7-141871 | 141871 | Contact washer (tooth lock) M6, jagged, DACROMET 320 | EDB | xEnergy Main | 0.11 | 50
| XNNS-25X25 | Y7-141873 | 141873 | Busbar support, 25x25x1150 | EDB | xEnergy Main | 69.5 | 5
| XNNS-30X15 | Y7-133071 | 133071 | Busbar support, fibreglass-reinforced plastic, HxWxD=30x15x1150mm | EDB | xEnergy Main | 69.5 | 5
| XNNS-30X19 | Y7-133072 | 133072 | Busbar support, fibreglass-reinforced plastic, HxWxD=30x19x1150mm | EDB | xEnergy Main | 83.4 | 5
| XNNS-30X19X1300 | Y7-133074 | 133074 | Busbar support, fibreglass-reinforced plastic, HxWxD=30x19x1300mm | EDB | xEnergy Main | 83.4 | 5
| XNNS-30X30 | Y7-141872 | 141872 | Busbar support, 30x30x1150 | EDB | xEnergy Main | 83.4 | 5
| XNNS-30X30X1300 | Y7-133073 | 133073 | Busbar support, fibreglass-reinforced plastic, HxWxD=30x30x1300mm | EDB | xEnergy Main | 90.4 | 5
| XNNS-50X10 | Y7-141874 | 141874 | Busbar support, 50x10x1150mm | EDB | xEnergy Main | 55.7 | 5
| XNNS-50X10X1300 | Y7-133075 | 133075 | Busbar support, fibreglass-reinforced plastic, HxWxD=50x10x1300mm | EDB | xEnergy Main | 69.5 | 5
| XNNSB | Y7-141875 | 141875 | Steel bracket | EDB | xEnergy Main | 1.21 | 50
| XNNSB-M10 | Y7-500058 | 500058 | Steel clip with M10 press-in nut | EDB | xEnergy Main | 5.56 | 50
| XNNSB-M12 | Y7-501295 | 501295 |  | EDB | xEnergy Main | 8.71 | 1
| XNNSKM-M10 | Y7-141876 | 141876 | Hexagon nut, M10 | EDB | xEnergy Main | 0.22 | 50
| XNNSKM-M12 | Y7-141877 | 141877 | Hexagon nut, M12 | EDB | xEnergy Main | 0.25 | 50
| XNNSKM-M5 | Y7-141878 | 141878 | Hexagon nut, M5, VZN | EDB | xEnergy Main | 0.11 | 50
| XNNSKM-M6 | Y7-141879 | 141879 | Hexagon nut, M6 | EDB | xEnergy Main | 0.13 | 50
| XNNSKM-M8 | Y7-141880 | 141880 | Hexagon nut, M8 | EDB | xEnergy Main | 0.18 | 50
| XNNSKS-M10X100-8 | Y7-141881 | 141881 | Hexagon-head screw, M10x100, 8.8 | EDB | xEnergy Main | 1.38 | 30
| XNNSKS-M10X110-8 | Y7-168943 | 168943 | Hexagon-head screw, M10x110-8.8 | EDB | xEnergy Main | 1.28 | 30
| XNNSKS-M10X120-8 | Y7-141882 | 141882 | Hexagon-head screw, M10x120, 8.8 | EDB | xEnergy Main | 1.39 | 30
| XNNSKS-M10X130-8 | Y7-179629 | 179629 | Hexagon-head screw, M10x130, 8.8 | EDB | xEnergy Main | 1.67 | 30
| XNNSKS-M10X140-8 | Y7-141883 | 141883 | Hexagon-head screw, M10x140, 8.8 | EDB | xEnergy Main | 1.67 | 30
| XNNSKS-M10X150-8 | Y7-179630 | 179630 | Hexagon-head screw, M10x150, 8.8 | EDB | xEnergy Main | 1.95 | 30
| XNNSKS-M10X160-8 | Y7-141884 | 141884 | Hexagon-head screw, M10x160, 8.8 | EDB | xEnergy Main | 2 | 30
| XNNSKS-M10X16-8 | Y7-179626 | 179626 | Hexagon-head screw, M10x16, 8.8 | EDB | xEnergy Main | 0.35 | 50
| XNNSKS-M10X170-8 | Y7-179631 | 179631 | Hexagon-head screw, M10x170, 8.8 | EDB | xEnergy Main | 2.23 | 30
| XNNSKS-M10X180-8 | Y7-141885 | 141885 | Hexagon-head screw, M10x180, 8.8 | EDB | xEnergy Main | 2.23 | 30
| XNNSKS-M10X190-8 | Y7-141886 | 141886 | Hexagon-head screw, M10x190, 8.8 | EDB | xEnergy Main | 4.64 | 30
| XNNSKS-M10X20-8 | Y7-179627 | 179627 | Hexagon-head screw, M10x20, 8.8 | EDB | xEnergy Main | 0.37 | 50
| XNNSKS-M10X25-8 | Y7-179628 | 179628 | Hexagon-head screw, M10x25, 8.8 | EDB | xEnergy Main | 0.39 | 50
| XNNSKS-M10X30-8 | Y7-168951 | 168951 | Hexagon-head screw, M10x30 8.8 | EDB | xEnergy Main | 0.55 | 50
| XNNSKS-M10X35-8 | Y7-168954 | 168954 | Hexagon-head screw, M10x35-8.8 | EDB | xEnergy Main | 0.53 | 50
| XNNSKS-M10X40-8 | Y7-168945 | 168945 | Hexagon-head screw, M10x40-8.8 | EDB | xEnergy Main | 0.56 | 50
| XNNSKS-M10X45-8 | Y7-148808 | 148808 | Hexagon-head screw, M10x45 8.8 | EDB | xEnergy Main | 0.7 | 50
| XNNSKS-M10X50-8 | Y7-168946 | 168946 | Hexagon-head screw, M10x50-8.8 | EDB | xEnergy Main | 0.7 | 50
| XNNSKS-M10X55-8 | Y7-168944 | 168944 | Hexagon-head screw, M10x55-8.8 | EDB | xEnergy Main | 0.84 | 50
| XNNSKS-M10X60-8 | Y7-141887 | 141887 | Hexagon-head screw, M10x60, 8.8 | EDB | xEnergy Main | 0.76 | 50
| XNNSKS-M10X65-8 | Y7-168949 | 168949 | Hexagon-head screw, M10x65-8.8 | EDB | xEnergy Main | 0.84 | 50
| XNNSKS-M10X70-8 | Y7-141888 | 141888 | Hexagon-head screw, M10x70, 8.8 | EDB | xEnergy Main | 0.84 | 50
| XNNSKS-M10X80-8 | Y7-141889 | 141889 | Hexagon-head screw, M10x 80, 8.8 | EDB | xEnergy Main | 0.98 | 50
| XNNSKS-M10X90-8 | Y7-168942 | 168942 | Hexagon-head screw, M10x90-8.8 | EDB | xEnergy Main | 0.98 | 50
| XNNSKS-M12X100-8 | Y7-500778 | 500778 |  | EDB | xEnergy Main | 1.56 | 30
| XNNSKS-M12X110-8 | Y7-500779 | 500779 |  | EDB | xEnergy Main | 2.29 | 30
| XNNSKS-M12X20-8 | Y7-179632 | 179632 | Hexagon-head screw, M12x20, 8.8 | EDB | xEnergy Main | 0.7 | 30
| XNNSKS-M12X35-8 DIN 933 | Y7-193475 | 193475 | Hexagon-head screw, M12x35, 8.8 | EDB | xEnergy Main | 0.98 | 50
| XNNSKS-M12X40-8 | Y7-168958 | 168958 | Hexagon-head screw, M12x40-8.8 | EDB | xEnergy Main | 0.7 | 30
| XNNSKS-M12X50-8 | Y7-168957 | 168957 | Hexagon-head screw, M12x50-8.8 | EDB | xEnergy Main | 0.88 | 30
| XNNSKS-M12X55-8 | Y7-141890 | 141890 | Hexagon-head screw, M12x55, 8.8 | EDB | xEnergy Main | 1.12 | 30
| XNNSKS-M12X60-8 | Y7-168947 | 168947 | Hexagon-head screw, M12x60-8.8 | EDB | xEnergy Main | 1.12 | 30
| XNNSKS-M12X70-8 | Y7-141891 | 141891 | Hexagon-head screw, M12x70, 8.8 | EDB | xEnergy Main | 1.26 | 30
| XNNSKS-M12X80-8 | Y7-141892 | 141892 | Hexagon-head screw, M12x80, 8.8 | EDB | xEnergy Main | 1.39 | 30
| XNNSKS-M12X90-8 | Y7-141893 | 141893 | Hexagon-head screw, M12x90, 8.8, 30 MM thread | EDB | xEnergy Main | 1.53 | 30
| XNNSKS-M8X10-8 | Y7-179621 | 179621 | Hexagon-head screw, M8x10, 8.8 | EDB | xEnergy Main | 0.21 | 50
| XNNSKS-M8X120-8 | Y7-150271 | 150271 | Hexagon-head screw, M8x120, 8.8 | EDB | xEnergy Main | 1.12 | 100
| XNNSKS-M8X12-8 | Y7-179622 | 179622 | Hexagon-head screw, M8x12, 8.8 | EDB | xEnergy Main | 0.23 | 50
| XNNSKS-M8X130-8 | Y7-150272 | 150272 | Hexagon-head screw, M8x130, 8.8 | EDB | xEnergy Main | 1.26 | 100
| XNNSKS-M8X140-8 | Y7-150273 | 150273 | Hexagon-head screw, M8x140, 8.8 | EDB | xEnergy Main | 1.39 | 100
| XNNSKS-M8X150-8 | Y7-150274 | 150274 | Hexagon-head screw, M8x150, 8.8 | EDB | xEnergy Main | 1.53 | 100
| XNNSKS-M8X16 | Y7-141894 | 141894 | Hexagon-head screw, M 8x16, VZN | EDB | xEnergy Main | 0.23 | 50
| XNNSKS-M8X160-8 | Y7-150275 | 150275 | Hexagon-head screw, M8x160, 8.8 | EDB | xEnergy Main | 1.67 | 100
| XNNSKS-M8X170-8 | Y7-150276 | 150276 | Hexagon-head screw, M8x170, 8.8 | EDB | xEnergy Main | 7.1 | 100
| XNNSKS-M8X190-8 | Y7-150277 | 150277 | Hexagon-head screw, M8x190, 8.8 | EDB | xEnergy Main | 2.78 | 100
| XNNSKS-M8X20-8 | Y7-179623 | 179623 | Hexagon-head screw, M8x20, 8.8 | EDB | xEnergy Main | 0.27 | 50
| XNNSKS-M8X210-8 | Y7-150278 | 150278 | Hexagon-head screw, M8x210, 8.8 | EDB | xEnergy Main | 3.73 | 100
| XNNSKS-M8X230-8 | Y7-150279 | 150279 | Hexagon-head screw, M8x230, 8.8 | EDB | xEnergy Main | 7.42 | 100
| XNNSKS-M8X25-8 | Y7-179624 | 179624 | Hexagon-head screw, M8x25, 8.8 | EDB | xEnergy Main | 0.35 | 50
| XNNSKS-M8X30 | Y7-168960 | 168960 | Hexagon-head screw, M8x30 | EDB | xEnergy Main | 0.46 | 50
| XNNSKS-M8X35 | Y7-168959 | 168959 | Hexagon-head screw, M8x35 | EDB | xEnergy Main | 0.46 | 50
| XNNSKS-M8X40-8 | Y7-179625 | 179625 | Hexagon-head screw, M8x40, 8.8 | EDB | xEnergy Main | 0.39 | 50
| XNNSKS-M8X45 | Y7-141895 | 141895 | Hexagon-head screw, M 8x45, VZN | EDB | xEnergy Main | 0.3 | 50
| XNNSKS-M8X50 | Y7-168961 | 168961 | Hexagon-head screw, M8x50 | EDB | xEnergy Main | 0.45 | 50
| XNNSKS-M8X55-8 DIN 933 | Y7-193476 | 193476 | Hexagon-head screw, M8x55 | EDB | xEnergy Main | 0.49 | 50
| XNNSKS-M8X60-8 | Y7-501468 | 501468 |  | EDB | xEnergy Main | 0.7 | 1
| XNNSKS-M8X80-8 | Y7-500783 | 500783 |  | EDB | xEnergy Main | 1.39 | 1
| XNNSNK-M4X12 | Y7-177622 | 177622 | Counter sunk screw M4x12, torx, DIN7500, form M, galvanized | EDB | xEnergy Main | 0.12 | 100
| XNNSNK-M5X12 | Y7-177623 | 177623 | Counter sunk screw M5x12, torx, DIN7500, form M, galvanized | EDB | xEnergy Main | 0.12 | 100
| XNNSNK-M5X16 | Y7-177624 | 177624 | Counter sunk screw M5x16, torx, DIN7500, form M, galvanized | EDB | xEnergy Main | 0.23 | 100
| XNNSNK-M6X12 | Y7-177625 | 177625 | Counter sunk screw M6x12, torx, DIN7500, form M, galvanized | EDB | xEnergy Main | 0.16 | 100
| XNNSNK-M6X12SH | Y7-177626 | 177626 | Counter sunk screw M6x12, small head, torx, DIN7500, form M, galvanized | EDB | xEnergy Main | 0.21 | 100
| XNNSS-10-FST | Y7-141896 | 141896 | Washer, M10 | EDB | xEnergy Main | 0.34 | 50
| XNNSS-12-FST | Y7-141897 | 141897 | Washer, M12 | EDB | xEnergy Main | 0.5 | 50
| XNNSS-8-FST | Y7-141898 | 141898 | Washer, M8 | EDB | xEnergy Main | 0.32 | 50
| XNNUS-10 | Y7-141899 | 141899 | Washer, 10.5mm, VZN | EDB | xEnergy Main | 0.23 | 50
| XNNUS-6 | Y7-141900 | 141900 | Washer, 6.4mm, VZN | EDB | xEnergy Main | 0.22 | 50
| XNNUS-8 | Y7-141901 | 141901 | Washer, 8.4mm, VZN | EDB | xEnergy Main | 0.24 | 50
| XNS-BRAND | Y7-178072 | 178072 | xEnergy Brandstrip | EDB | xEnergy Main | 20.84 | 10
| XNSNK-M6X22-8 | Y7-126935 | 126935 | Countersunk screw, thread rolling, M6x22 | EDB | xEnergy Main | 0.7 | 50
| XNSPP-10X16X08 | Y7-144603 | 144603 | Pressure plate, for copper band, 10x16x0.8mm | EDB | xEnergy Main | 3.24 | 50
| XNSPP-11X21X10 | Y7-144602 | 144602 | Pressure plate, for copper band, 11x21x1mm | EDB | xEnergy Main | 4.08 | 50
| XNSPS | Y7-107989 | 107989 | Spare parts set, xEnergy, for doors | EDB | xEnergy Main | 81.5 | 1
| XNSTS-M10X140-S | Y7-141841 | 141841 | Stud screw, M10x140, DIN938 | EDB | xEnergy Main | 8.55 | 30
| XP2N4F-D-MCB06 | Y7-178611 | 178611 | Partition, 2xNZM4 component mounting area/cable connection area, fixed mounting with rotary handle, main busbar back, W=600mm | EDB | xEnergy Main | 57 | 1
| XP2N4F-D-MCB08 | Y7-178615 | 178615 | Partition, 2xNZM4 component mounting area/cable connection area, fixed mounting with rotary handle, main busbar back, W=800mm | EDB | xEnergy Main | 67.9 | 1
| XP2N4F-DV-MCB06 | Y7-178612 | 178612 | Partition, 2xNZM4 component mounting area/cable connection area, fixed mounting with rotary handle and mechanical interlock, main busbar back, W=600mm | EDB | xEnergy Main | 59.8 | 1
| XP2N4F-DV-MCB08 | Y7-178616 | 178616 | Partition, 2xNZM4 component mounting area/cable connection area, fixed mounting with rotary handle and mechanical interlock, main busbar back, W=800mm | EDB | xEnergy Main | 79.4 | 1
| XP2N4F-DV-MCB10 | Y7-178622 | 178622 | Partition, 2xNZM4 component mounting area/cable connec. area, fixed mounting with rotary handle and mechanical interlock, main busbar back, W=1000mm | EDB | xEnergy Main | 94.4 | 1
| XP2N4FMC-3P+N | Y7-180523 | 180523 | Shroud, protection against contact, 2xNZM4, 3P+N, fixed, xEnergy | EDB | xEnergy Main | 208.7 | 1
| XP2N4F-MCB06 | Y7-178610 | 178610 | Partition, 2xNZM4 component mounting area/cable connection area, fixed mounted design, main busbar back, W=600mm | EDB | xEnergy Main | 53.4 | 1
| XP2N4F-MCB08 | Y7-178614 | 178614 | Partition, 2xNZM4 component mounting area/cable connection area, fixed mounted design, main busbar back, W=800mm | EDB | xEnergy Main | 63.3 | 1
| XP2N4F-R-MCB06 | Y7-178613 | 178613 | Partition, 2xNZM4 component mounting area/cable connection area, fixed mounting with remote operator, main busbar back, W=600mm | EDB | xEnergy Main | 57 | 1
| XP2N4F-R-MCB08 | Y7-178617 | 178617 | Partition, 2xNZM4 component mounting area/cable connection area, fixed mounting with remote operator, main busbar back, W=800mm | EDB | xEnergy Main | 84.1 | 1
| XP2N4MC-3P | Y7-177120 | 177120 | Shroud for 2xNZM4, 3p | EDB | xEnergy Main | 274 | 1
| XP2N4MC-4P | Y7-177121 | 177121 | Shroud for 2xNZM4, 4p | EDB | xEnergy Main | 298.7 | 1
| XP2N4W-MCB08 | Y7-178618 | 178618 | Partition, 2xNZM4 component mounting area/cable connection area, withdrawable unit, main busbar back, W=800mm | EDB | xEnergy Main | 91.5 | 1
| XP2N4W-MCB10 | Y7-178620 | 178620 | Partition, 2xNZM4 component mounting area/cable connection area, withdrawable unit, main busbar back, W=1000mm | EDB | xEnergy Main | 107 | 1
| XP2N4W-R-MCB08 | Y7-178619 | 178619 | Partition, 2xNZM4 component mounting area/cable connection area, withdrawable unit with remote operator, main busbar back, W=800mm | EDB | xEnergy Main | 91.9 | 1
| XP2N4W-R-MCB10 | Y7-178621 | 178621 | Partition, 2xNZM4 component mounting area/cable connection area, withdrawable unit with remote operator, main busbar back, W=1000mm | EDB | xEnergy Main | 104.6 | 1
| XPA-690V-H150 | Y7-191053 | 191053 | UpgradeKit to 690V NZM2-3 4pole ASM W150 | EDB | xEnergy Main | 41.67 | 1
| XPA-690V-H225+300 | Y7-191054 | 191054 | UpgradeKit to 690V NZM2-3 4pole ASM W225-300mm | EDB | xEnergy Main | 55.9 | 1
| XPA-690V-H450-NZM2 | Y7-191055 | 191055 | UpgradeKit to 690V NZM2 4pole ASM W450mm | EDB | xEnergy Main | 38.89 | 1
| XPA-690V-H450-NZM3 | Y7-191056 | 191056 | UpgradeKit to 690V NZM3 4pole ASM W450mm | EDB | xEnergy Main | 42.55 | 1
| XPA-690V-H600-750-2 | Y7-191057 | 191057 | UpgradeKit to 690V NZM2 4pole ASM W600-750mm | EDB | xEnergy Main | 87.2 | 1
| XPA-690V-H600-750-3 | Y7-191058 | 191058 | UpgradeKit to 690V NZM3 4pole ASM W600-750mm | EDB | xEnergy Main | 91.2 | 1
| XPA-IZM63-W11-BBB | Y7-187158 | 187158 | Screen for IZMX63, fixed mounting, width 1100 mm, BBB | EDB | xEnergy Main | 109.8 | 1
| XPA-IZM63-W135-BBB | Y7-187159 | 187159 | Screen for IZMX63, fixed mounting, width 1350 mm, BBB | EDB | xEnergy Main | 126.8 | 1
| XPA-IZMX16-F04-BBB | Y7-187150 | 187150 | Screen for IZMX16, fixed mounting, width 400 mm, BBB | EDB | xEnergy Main | 51.5 | 1
| XPA-IZMX16-F06-BBB | Y7-187151 | 187151 | Screen for IZMX16, fixed mounting, width 600 mm, BBB | EDB | xEnergy Main | 61.9 | 1
| XPA-IZMX16-W06-BBB | Y7-187149 | 187149 | Screen for IZMX16, withdrawable, width 600 mm, for BBB | EDB | xEnergy Main | 64 | 1
| XPA-IZMX40-F06-BBB | Y7-187155 | 187155 | Screen for IZMX40, fixed mounting, width 600 mm, BBB | EDB | xEnergy Main | 74.9 | 1
| XPA-IZMX40-F08-BBB | Y7-187156 | 187156 | Screen for IZMX40, fixed mounting, width 800 mm, BBB | EDB | xEnergy Main | 92.1 | 1
| XPA-IZMX40-F10-BBB | Y7-187157 | 187157 | Screen for IZMX40, fixed mounting, width 1000 mm, BBB | EDB | xEnergy Main | 109.1 | 1
| XPA-IZMX40-W06-BBB | Y7-187152 | 187152 | Screen for IZMX40, withdrawable, width 600 mm, BBB | EDB | xEnergy Main | 76.5 | 1
| XPA-IZMX40-W08-BBB | Y7-187153 | 187153 | Screen for IZMX40, withdrawable, width 800 mm, BBB | EDB | xEnergy Main | 87.6 | 1
| XPA-IZMX40-W10-BBB | Y7-187154 | 187154 | Screen for IZMX40, withdrawable, width 1000 mm, BBB | EDB | xEnergy Main | 100.1 | 1
| XPA-MCC-NZM3-3P | Y7-191052 | 191052 | Lightshield set for NZM3-3pole Cu30x5 | EDB | xEnergy Main | 20.99 | 1
| XPBB | Y7-196192 | 196192 | Main busbar separation, rear busbars | EDB | xEnergy Light | 63 | 1
| XPBCB0402 | Y7-284099 | 284099 | Partition, CB connection-/busbar back area, WxD=425x200mm | EDB | xEnergy Main | 125.1 | 1
| XPBCB0404 | Y7-284100 | 284100 | Partition, CB connection-/busbar back area, WxD=425x400mm | EDB | xEnergy Main | 147.9 | 1
| XPBCB0602 | Y7-284101 | 284101 | Partition, CB connection-/busbar back area, WxD=600x200mm | EDB | xEnergy Main | 152.9 | 1
| XPBCB0604 | Y7-284102 | 284102 | Partition, CB connection-/busbar back area, WxD=600x400mm | EDB | xEnergy Main | 183.2 | 1
| XPBCB0802 | Y7-284103 | 284103 | Partition, CB connection-/busbar back area, WxD=800x200mm | EDB | xEnergy Main | 208.4 | 1
| XPBCB0804 | Y7-284104 | 284104 | Partition, CB connection-/busbar back area, WxD=800x400mm | EDB | xEnergy Main | 264 | 1
| XPBCB1202 | Y7-284105 | 284105 | Partition, CB connection-/busbar back area, WxD=1200x200mm | EDB | xEnergy Main | 152.9 | 1
| XPBCB1204 | Y7-284106 | 284106 | Partition, CB connection-/busbar back area, WxD=1200x400mm | EDB | xEnergy Main | 231.8 | 1
| XPBCV03504 | Y7-132924 | 132924 | Partition, XP, device area, vertical, for HxD=350x400mm | EDB | xEnergy Main | 44.14 | 1
| XPBM2006 | Y7-102053 | 102053 | Partition, devices-/devices- area, form 2b, HxW=2000x600mm | EDB | xEnergy Main | 231.3 | 1
| XPBM2008 | Y7-288998 | 288998 | Partition, devices-/devices- area, form 2b HxW=2000x800mm | EDB | xEnergy Main | 420.7 | 1
| XPBMB027506 | Y7-149181 | 149181 | Partition, circuit breaker devices/busbar back area, HxW=275x600mm | EDB | xEnergy Main | 38.1 | 1
| XPBMB027508 | Y7-149182 | 149182 | Partition, circuit breaker devices/busbar back area, HxW=275x800mm | EDB | xEnergy Main | 48.28 | 1
| XPBMB032504 | Y7-148809 | 148809 | Partition, circuit breaker devices/busbar back area, HxW=325x425mm | EDB | xEnergy Main | 30.48 | 1
| XPBMB032506 | Y7-149180 | 149180 | Partition, circuit breaker devices/busbar back area, HxW=325x600mm | EDB | xEnergy Main | 39.82 | 1
| XPBMB03504 | Y7-166693 | 166693 | Partition, circuit breaker devices/busbar back area, HxW=350x425mm | EDB | xEnergy Main | 40.18 | 1
| XPBMB03506 | Y7-166695 | 166695 | Partition, circuit breaker devices/busbar back area, HxW=350x600mm | EDB | xEnergy Main | 52.2 | 1
| XPBMB03508 | Y7-132922 | 132922 | Partition, circuit breaker switchgear area/busbar area, HxW=350x800mm | EDB | xEnergy Main | 65.4 | 1
| XPBMB03508-S | Y7-132923 | 132923 | Partition, circuit breaker switchgear area/busbar area, HxW=350x2x400mm | EDB | xEnergy Main | 74.9 | 1
| XPBMB03510-S | Y7-167567 | 167567 | Mounting plate, separated, circuit breaker devices/busbar back area, HxW=350x1000mm | EDB | xEnergy Main | 84.8 | 1
| XPBMB03511-S | Y7-167568 | 167568 | Mounting plate, separated, circuit breaker devices/busbar back area, HxW=350x1100mm | EDB | xEnergy Main | 91.5 | 1
| XPBMB035135-S | Y7-167569 | 167569 | Mounting plate, separated, circuit breaker devices/busbar back area, HxW=350x1350mm | EDB | xEnergy Main | 108.2 | 1
| XPBMB0506 | Y7-133066 | 133066 | Partition, circuit breaker, IZM26, switchgear area/busbar area, HxW=500x600mm | EDB | xEnergy Main | 73.9 | 1
| XPBMB0508 | Y7-133067 | 133067 | Partition, circuit breaker, IZM26, switchgear area/busbar area, HxW=500x800mm | EDB | xEnergy Main | 97.3 | 1
| XPBMB0510 | Y7-133068 | 133068 | Partition, circuit breaker, IZM26, switchgear area/busbar area, HxW=500x1000mm | EDB | xEnergy Main | 115.8 | 1
| XPBMB0510-ROT | Y7-149191 | 149191 | Partition, slewable, HxW=592x1000mm | EDB | xEnergy Main | 252.2 | 1
| XPBMB0511 | Y7-133069 | 133069 | Partition, circuit breaker, IZM26, switchgear area/busbar area, HxW=500x1100mm | EDB | xEnergy Main | 136.2 | 1
| XPBMB0511-ROT | Y7-149192 | 149192 | Partition, slewable, HxW=592x1100mm | EDB | xEnergy Main | 242.8 | 1
| XPBMB05135 | Y7-133070 | 133070 | Partition, circuit breaker, IZM26, switchgear area/busbar area, HxW=500x1350mm | EDB | xEnergy Main | 166.4 | 1
| XPBMB05135-ROT | Y7-149193 | 149193 | Partition, slewable, HxW=592x1350mm | EDB | xEnergy Main | 281.4 | 1
| XPBMB0604 | Y7-284107 | 284107 | Partition, CB devices/busbar back area, HxW=600x425mm | EDB | xEnergy Main | 61.2 | 1
| XPBMB0604-BUS | Y7-188291 | 188291 | Partition for use between device connection area and main busbar area, H x W = 650 x 425 mm | EDB | xEnergy Main | 82.6 | 1
| XPBMB0604-ROT | Y7-112312 | 112312 | Partition, slewable, HxW=600x425mm | EDB | xEnergy Main | 147.3 | 1
| XPBMB0606 | Y7-284108 | 284108 | Partition, CB devices/busbar back area, HxW=600x600mm | EDB | xEnergy Main | 69.5 | 1
| XPBMB0606-BUS | Y7-188292 | 188292 | Partition for use between device connection area and main busbar area, H x W = 650 x 600 mm | EDB | xEnergy Main | 114.8 | 1
| XPBMB0606-ROT | Y7-112313 | 112313 | Partition, slewable, HxW=600x600mm | EDB | xEnergy Main | 168.3 | 1
| XPBMB0608 | Y7-284109 | 284109 | Partition, CB devices/busbar back area, HxW=600x800mm | EDB | xEnergy Main | 77.3 | 1
| XPBMB0608-BUS | Y7-188293 | 188293 | Partition for use between device connection area and main busbar area, H x W = 650 x 800 mm | EDB | xEnergy Main | 146.7 | 1
| XPBMB0608-ROT | Y7-112314 | 112314 | Partition, slewable, HxW=600x800mm | EDB | xEnergy Main | 212.6 | 1
| XPBMB0608-S | Y7-174571 | 174571 | Partition, 2x IZMX16, W=800mm | EDB | xEnergy Main | 156.6 | 1
| XPBMB0610 | Y7-102949 | 102949 | Partition, circuit breaker devices/busbar back area, HxW=600x1000mm | EDB | xEnergy Main | 93.9 | 1
| XPBMB0610-BUS | Y7-188294 | 188294 | Partition for use between device connection area and main busbar area, H x W = 650 x 1000 mm | EDB | xEnergy Main | 177.2 | 1
| XPBMB0610-ROT | Y7-112315 | 112315 | Partition, slewable, HxW=600x1000mm | EDB | xEnergy Main | 257.9 | 1
| XPBMB0610-S | Y7-174572 | 174572 | Partition, 2x IZMX16, W=1000mm | EDB | xEnergy Main | 178.6 | 1
| XPBMB0611-BUS | Y7-188295 | 188295 | Partition for use between device connection area and main busbar area, H x W = 650 x 1100 mm | EDB | xEnergy Main | 185 | 1
| XPBMB0612 | Y7-284110 | 284110 | Partition, CB devices/busbar back area, HxW=600x1200mm | EDB | xEnergy Main | 153.5 | 1
| XPBMB0612-ROT | Y7-112316 | 112316 | Partition, slewable, HxW=600x1200mm | EDB | xEnergy Main | 267.1 | 1
| XPBMB06135-BUS | Y7-188296 | 188296 | Partition for use between device connection area and main busbar area, H x W = 650 x 1350 mm | EDB | xEnergy Main | 220 | 1
| XPBSS-5 | Y7-151683 | 151683 | Segregation, BB rear, 3p+N+PE | EDB | xEnergy Main | 277.9 | 1
| XPC040802 | Y7-178082 | 178082 | Shroud circuit breaker cable connection area, HxW=450x800mm | EDB | xEnergy Main | 120.4 | 1
| XPC041002 | Y7-178083 | 178083 | Shroud circuit breaker cable connection area, HxW=450x1000mm | EDB | xEnergy Main | 136.5 | 1
| XPC0604 | Y7-284115 | 284115 | Cover, transparent, connection area, HxW=600x425mm | EDB | xEnergy Main | 64 | 1
| XPC0606 | Y7-284116 | 284116 | Cover, transparent, connection area, HxW=600x600mm | EDB | xEnergy Main | 72.3 | 1
| XPC060602-NZM | Y7-187145 | 187145 | cover for con.area transp.W600 | EDB | xEnergy Main | 149.7 | 1
| XPC0608 | Y7-284117 | 284117 | Cover, transparent, connection area, HxW=600x800mm | EDB | xEnergy Main | 80.7 | 1
| XPC060802 | Y7-174569 | 174569 | Plastic cover, 2x IZMX16, HxW=650x800mm | EDB | xEnergy Main | 173.1 | 1
| XPC060802-NZM | Y7-187146 | 187146 | cover for con.area transp.W800 | EDB | xEnergy Main | 173 | 1
| XPC0610 | Y7-133078 | 133078 | Cover, transparent, connection area, for HxW=600x1000mm | EDB | xEnergy Main | 88.1 | 1
| XPC061002 | Y7-174570 | 174570 | Plastic cover, 2x IZMX16, HxW=650x1000mm | EDB | xEnergy Main | 200.9 | 1
| XPC061002-NZM | Y7-187147 | 187147 | cover for con.area transp.W1000 | EDB | xEnergy Main | 199 | 1
| XPC0611 | Y7-133079 | 133079 | Cover, transparent, connection area, for HxW=600x1100mm | EDB | xEnergy Main | 161 | 1
| XPC0612 | Y7-284118 | 284118 | Cover, transparent, connection area, HxW=600x1200mm | EDB | xEnergy Main | 174.4 | 1
| XPC06135 | Y7-133080 | 133080 | Cover, transparent, connection area, for HxW=600x1350mm | EDB | xEnergy Main | 194.5 | 1
| XPC0904 | Y7-178651 | 178651 | Cover, transparent, 2-part, section-height, HxW=900x425mm | EDB | xEnergy Main | 207 | 1
| XPC0906 | Y7-178652 | 178652 | Cover, transparent, 2-part, section-height, HxW=900x600mm | EDB | xEnergy Main | 272.5 | 1
| XPC0908 | Y7-178653 | 178653 | Cover, transparent, 2-part, section-height, HxW=900x800mm | EDB | xEnergy Main | 355.7 | 1
| XPC0910 | Y7-178654 | 178654 | Cover, transparent, 2-part, section-height, HxW=900x1000mm | EDB | xEnergy Main | 438.6 | 1
| XPC0911 | Y7-178655 | 178655 | Cover, transparent, 2-part, section-height, HxW=900x1100mm | EDB | xEnergy Main | 474.9 | 1
| XPC0912 | Y7-178656 | 178656 | Cover, transparent, 2-part, section-height, HxW=900x1200mm | EDB | xEnergy Main | 522 | 1
| XPC0913 | Y7-178657 | 178657 | Cover, transparent, 2-part, section-height, HxW=900x1350mm | EDB | xEnergy Main | 580 | 1
| XPCBB02-CEP | Y7-501298 | 501298 |  | EDB | xEnergy Main | 162 | 1
| XPC-K150/4 | Y7-167456 | 167456 | Partition, for terminal block, 150qmm, 4p | EDB | xEnergy Main | 13.89 | 1
| XPC-K240/4 | Y7-167457 | 167457 | Partition, for terminal block, 240qmm, 4p | EDB | xEnergy Main | 22.23 | 1
| XPC-K2X240/4 | Y7-167458 | 167458 | Partition, for terminal block, 2x240qmm, 4p | EDB | xEnergy Main | 25 | 1
| XPCMCV1 | Y7-192686 | 192686 | Partition, Type6/7, NZM1 | EDB | xEnergy Main | 75.6 | 1
| XPCMCV2 | Y7-192687 | 192687 | Partition, Type6/7, NZM2 | EDB | xEnergy Main | 118.7 | 1
| XPCMCV3-400 | Y7-192688 | 192688 | Partition, Type6/7, NZM3/400A | EDB | xEnergy Main | 170.6 | 1
| XPCMCV3-630 | Y7-192689 | 192689 | Partition, Type6/7, NZM4/630A | EDB | xEnergy Main | 343.2 | 1
| XPCS06 | Y7-192666 | 192666 | Cover cable entey H=150mm | EDB | xEnergy Main | 39.19 | 1
| XPCS08 | Y7-192667 | 192667 | Cover cable entey H=200mm | EDB | xEnergy Main | 44.45 | 1
| XPCS10 | Y7-192668 | 192668 | Cover cable entey H=250mm | EDB | xEnergy Main | 47.74 | 1
| XPCS14 | Y7-192669 | 192669 | Cover cable entey H=350mm | EDB | xEnergy Main | 54.7 | 1
| XPCS18 | Y7-192670 | 192670 | Cover cable entey H=450mm | EDB | xEnergy Main | 61 | 1
| XPFBCB172 | Y7-158606 | 158606 | Separation, cable connection/main busbar area, for cabling box, W=172mm | EDB | xEnergy Main | 35.78 | 1
| XPFBCB197 | Y7-158608 | 158608 | Separation, cable connection/main busbar area, for cabling box, W=197mm | EDB | xEnergy Main | 40.8 | 1
| XPFBCB372 | Y7-158607 | 158607 | Separation, cable connection/main busbar area, for cabling box, W=372mm | EDB | xEnergy Main | 80.9 | 1
| XPFBCB397 | Y7-158609 | 158609 | Separation, cable connection/main busbar area, for cabling box, W=397mm | EDB | xEnergy Main | 94.7 | 1
| XPFBCB597 | Y7-158610 | 158610 | Separation, cable connection/main busbar area, for cabling box, W=597mm | EDB | xEnergy Main | 137.8 | 1
| XPFCB02 | Y7-284745 | 284745 | Partition, F, connection-/busbar back area, W=200mm | EDB | xEnergy Main | 152.9 | 1
| XPFCB04 | Y7-284119 | 284119 | Partition, F, connection-/busbar back area,W=425mm | EDB | xEnergy Main | 111.2 | 1
| XPFCB04/06 | Y7-110265 | 110265 | Partition, F, connection-/busbar back area, W=425/600mm | EDB | xEnergy Main | 219.6 | 1
| XPFCB06 | Y7-284746 | 284746 | Partition, F, connection-/busbar back area, W=600mm | EDB | xEnergy Main | 166.8 | 1
| XPFCB08/10 | Y7-110266 | 110266 | Partition, F, connection-/busbar back area, W=800/1000mm | EDB | xEnergy Main | 291.8 | 1
| XPFCB12 | Y7-110267 | 110267 | Partition, F, connection-/busbar back area, W=1200mm | EDB | xEnergy Main | 636 | 1
| XPFCB135 | Y7-143193 | 143193 | Partition, F, connection-/busbar back area, W=1350mm | EDB | xEnergy Main | 667 | 1
| XPFCBA04/06 | Y7-172181 | 172181 | Arc-fault protected main busbar cover over the total section width, W=425-600mm | EDB | xEnergy Main | 408 | 1
| XPFCBA08/10 | Y7-172180 | 172180 | Partition F connection/HSH room W=800/1000 | EDB | xEnergy Main | 604 | 1
| XPFCBA12 | Y7-172179 | 172179 | Arc-fault protected main busbar cover over the total section width, W=1200mm | EDB | xEnergy Main | 687 | 1
| XPFCBA135 | Y7-172178 | 172178 | Part.F conn./MBB rear area W=1350 | EDB | xEnergy Main | 729 | 1
| XPFCD2006 | Y7-284132 | 284132 | Partition, F, connection-/DB area, D=600mm | EDB | xEnergy Main | 100 | 1
| XPFCD2008 | Y7-284133 | 284133 | Partition, F, connection-/DB area, D=800mm | EDB | xEnergy Main | 144.6 | 1
| XPFCUB-H150 | Y7-185104 | 185104 | Cable box NZM1, Form 4b, type 6/7 | EDB | xEnergy Main | 62.2 | 1
| XPFCUB-H200 | Y7-185105 | 185105 | Cable box NZM2, Form 4b, type 6/7 | EDB | xEnergy Main | 72.2 | 1
| XPFCUB-H250 | Y7-185106 | 185106 | Cable box NZM3, Form 4b, type 6/7 | EDB | xEnergy Main | 83.3 | 1
| XPFMC | Y7-284146 | 284146 | Blanking strip, switchgear-/connection area | EDB | xEnergy Main | 66.8 | 1
| XPFMC100 | Y7-143194 | 143194 | Blanking strip, H=100mm, switchgear-/connection area | EDB | xEnergy Main | 10.48 | 1
| XPFMC1-2 | Y7-192672 | 192672 | Shroud circuit breaker cable connection area, NZM1 twin | EDB | xEnergy Main | 8.47 | 1
| XPFMC150 | Y7-143195 | 143195 | Blanking strip, H=150mm, switchgear-/connection area | EDB | xEnergy Main | 9.2 | 1
| XPFMC1-S | Y7-192671 | 192671 | Shroud circuit breaker cable connection area, NZM1 single | EDB | xEnergy Main | 7.3 | 1
| XPFMC200 | Y7-143196 | 143196 | Blanking strip, H=200mm, switchgear-/connection area | EDB | xEnergy Main | 12.62 | 1
| XPFMC2-2 | Y7-192674 | 192674 | Shroud circuit breaker cable connection area, NZM2 twin | EDB | xEnergy Main | 9.4 | 1
| XPFMC25 | Y7-143197 | 143197 | Blanking strip, H=25mm, switchgear-/connection area | EDB | xEnergy Main | 8.17 | 1
| XPFMC2-S | Y7-192673 | 192673 | Shroud circuit breaker cable connection area, NZM2 single | EDB | xEnergy Main | 7.77 | 1
| XPFMC3-S | Y7-192675 | 192675 | Shroud circuit breaker cable connection area, NZM3 single, W600 | EDB | xEnergy Main | 133 | 1
| XPFMC4-S | Y7-192677 | 192677 | Shroud circuit breaker cable connection area, NZM4 single, W800 | EDB | xEnergy Main | 361.2 | 1
| XPFMC50 | Y7-143198 | 143198 | Blanking strip, H=50mm, switchgear-/connection area | EDB | xEnergy Main | 6.25 | 1
| XPFMC75 | Y7-143199 | 143199 | Blanking strip, H=75mm, switchgear-/connection area | EDB | xEnergy Main | 6.95 | 1
| XPFMC-CE | Y7-173409 | 173409 | Blanking strip for cableway | EDB | xEnergy Main | 100.5 | 1
| XPFMM06-350 | Y7-168938 | 168938 | Partition,switchgear area/switchgear area, WxD=600x300mm | EDB | xEnergy Main | 61.5 | 1
| XPFMM08 | Y7-171664 | 171664 | Partition for use between component mounting area and component mounting area outgoer section for fixed installation equipment, for T=275mm | EDB | xEnergy Main | 42.07 | 1
| XPFMM08-350 | Y7-171665 | 171665 | Partition for use between component mounting area and component mounting area outgoer section for fixed installation equipment, for T=350mm | EDB | xEnergy Main | 77.3 | 1
| XPFMMR04-BF | Y7-193111 | 193111 | Horizontal partition for switchgear area, W=425 mm | EDB | xEnergy Main | 28.07 | 1
| XPFMMR06-BF | Y7-192705 | 192705 | Horizontal partition, Butterfly, W=600mm | EDB | xEnergy Main | 29.8 | 1
| XPFMMR08 | Y7-171666 | 171666 | Partition for use between component mounting area and component mounting area outgoer section for fixed installation equipment, for T=275mm | EDB | xEnergy Main | 48.17 | 1
| XPFMMR08-BF | Y7-192706 | 192706 | Horizontal partition, Butterfly, W=800mm | EDB | xEnergy Main | 44.67 | 1
| XPI26BCB-E-06 | Y7-151678 | 151678 | Partition, IZM26 connection-/busbar back area, EVEN, W=600mm | EDB | xEnergy Main | 119.4 | 1
| XPI26BCB-E-08 | Y7-151679 | 151679 | Partition, IZM26 connection-/busbar back area, EVEN, W=800mm | EDB | xEnergy Main | 131 | 1
| XPI26BCB-E-11 | Y7-151681 | 151681 | Partition, IZM26 connection-/busbar back area, EVEN, W=1100mm | EDB | xEnergy Main | 174.6 | 1
| XPI26BCB-E-135 | Y7-151682 | 151682 | Partition, IZM26 connection-/busbar back area, EVEN, W=1350mm | EDB | xEnergy Main | 264.4 | 1
| XPI26BMCB0606 | Y7-135259 | 135259 | Partition, IZM26, devices area/busbar area, HxW=600x600mm | EDB | xEnergy Main | 93.7 | 1
| XPI26BMCB0608 | Y7-135260 | 135260 | Partition, IZM26, devices area/busbar area, HxW=600x800mm | EDB | xEnergy Main | 96.2 | 1
| XPI26BMCB0610 | Y7-133084 | 133084 | Partition, circuit breaker, IZM26, devices area/busbar area, HxW=600x1000mm | EDB | xEnergy Main | 139.9 | 1
| XPI26BMCB0611 | Y7-133085 | 133085 | Partition, circuit breaker, IZM26, devices area/busbar area, HxW=600x1100mm | EDB | xEnergy Main | 148.7 | 1
| XPI26BMCB06135 | Y7-133086 | 133086 | Partition, circuit breaker, IZM26, devices area/busbar area, HxW=600x1350mm | EDB | xEnergy Main | 175 | 1
| XPI26FBMCB0606 | Y7-149183 | 149183 | Partition, circuit breaker devices/busbar back area, HxW=600x600mm | EDB | xEnergy Main | 81.3 | 1
| XPI26FBMCB0608 | Y7-149184 | 149184 | Partition, circuit breaker devices/busbar back area, HxW=600x800mm | EDB | xEnergy Main | 103.7 | 1
| XPI26FBMCB0610 | Y7-149185 | 149185 | Partition, circuit breaker devices/busbar back area, HxW=600x1000mm | EDB | xEnergy Main | 126.6 | 1
| XPI26FBMCB0611 | Y7-149186 | 149186 | Partition, circuit breaker devices/busbar back area, HxW=600x1100mm | EDB | xEnergy Main | 144.9 | 1
| XPI63CC10 | Y7-171737 | 171737 | Arc-free separation for Incomer Sections IZM63, section depth 800mm | EDB | xEnergy Main | 568 | 1
| XPIBCB-E-04 | Y7-126001 | 126001 | Partition, IZM connection-/busbar back area, EVEN, W=425mm | EDB | xEnergy Main | 111.2 | 1
| XPIBCB-E-06 | Y7-126002 | 126002 | Partition, IZM connection-/busbar back area, EVEN, W=600mm | EDB | xEnergy Main | 131.7 | 1
| XPIBCB-E-08 | Y7-126003 | 126003 | Partition, IZM connection-/busbar back area, EVEN, W=800mm | EDB | xEnergy Main | 150.2 | 1
| XPIBCB-E-10 | Y7-126004 | 126004 | Partition, IZM connection-/busbar back area, EVEN, W=1000mm | EDB | xEnergy Main | 168.3 | 1
| XPIBCB-E-12 | Y7-126005 | 126005 | Partition, IZM connection-/busbar back area, EVEN, W=1200mm | EDB | xEnergy Main | 190 | 1
| XPIBCB-H-04019 | Y7-150514 | 150514 | Partition, IZM connection-/busbar back area, horizontal, WxD=425x190mm | EDB | xEnergy Main | 102.1 | 1
| XPIBCB-H-0602 | Y7-133091 | 133091 | Partition, IZM connection-/busbar back area, horizontal, WxD=600x200mm | EDB | xEnergy Main | 160 | 1
| XPIBCB-H-0604 | Y7-133092 | 133092 | Partition, IZM connection-/busbar back area, horizontal, WxD=600x400mm | EDB | xEnergy Main | 248.4 | 1
| XPIBCB-H-0802 | Y7-133093 | 133093 | Partition, IZM connection-/busbar back area, horizontal, WxD=800x200mm | EDB | xEnergy Main | 215.5 | 1
| XPIBCB-H-0804 | Y7-133094 | 133094 | Partition, IZM connection-/busbar back area, horizontal, WxD=800x400mm | EDB | xEnergy Main | 347.1 | 1
| XPIBCB-H-085019 | Y7-150517 | 150517 | Partition, IZM connection-/busbar back area, horizontal, WxD=850x190mm | EDB | xEnergy Main | 166.8 | 1
| XPIBCB-H-10019 | Y7-150518 | 150518 | Partition, IZM connection-/busbar back area, horizontal, WxD=1000x190mm | EDB | xEnergy Main | 173.3 | 1
| XPIBCB-H-1004 | Y7-133095 | 133095 | Partition, IZM connection-/busbar back area, horizontal, WxD=1000x400mm | EDB | xEnergy Main | 306 | 1
| XPIBCB-H-11019 | Y7-150519 | 150519 | Partition, IZM connection-/busbar back area, horizontal, WxD=1100x190mm | EDB | xEnergy Main | 180.4 | 1
| XPIBCB-H-1104 | Y7-133096 | 133096 | Partition, IZM connection-/busbar back area, horizontal, WxD=1100x400mm | EDB | xEnergy Main | 351.7 | 1
| XPIBCB-H-12019 | Y7-150520 | 150520 | Partition, IZM connection-/busbar back area, horizontal, WxD=1200x190mm | EDB | xEnergy Main | 188.6 | 1
| XPIBCB-H-135019 | Y7-150521 | 150521 | Partition, IZM connection-/busbar back area, horizontal, WxD=1350x190mm | EDB | xEnergy Main | 236.2 | 1
| XPIBCB-H-13504 | Y7-133097 | 133097 | Partition, IZM connection-/busbar back area, horizontal, WxD=1350x400mm | EDB | xEnergy Main | 402.7 | 1
| XPIBMCB0604 | Y7-284151 | 284151 | Partition, CB devices/busbar back area, HxW=600x425mm | EDB | xEnergy Main | 62.6 | 1
| XPIBMCB0606 | Y7-284152 | 284152 | Partition, CB devices/busbar back area, HxW=600x600mm | EDB | xEnergy Main | 77.1 | 1
| XPIBMCB0608 | Y7-284153 | 284153 | Partition, CB devices/busbar back area, HxW=600x800mm | EDB | xEnergy Main | 96.5 | 1
| XPIBMCB0612 | Y7-284154 | 284154 | Partition, CB devices/busbar back area, HxW=600x1200mm | EDB | xEnergy Main | 127.3 | 1
| XPIX16BCB-BC-0806 | Y7-178094 | 178094 | Busbar coupling internal partition, W x D = 800 x 600 mm | EDB | xEnergy Main | 1306 | 1
| XPIX16BCB-BC-0808 | Y7-178095 | 178095 | Busbar coupling internal partition, W x D = 800 x 800 mm | EDB | xEnergy Main | 1436 | 1
| XPIX16BCB-BC-1006 | Y7-178047 | 178047 | Busbar coupling internal partition, W x D = 1000 x 600 mm | EDB | xEnergy Main | 1534 | 1
| XPIX16BCB-BC-1008 | Y7-178048 | 178048 | Busbar coupling internal partition, W x D = 1000 x 800 mm | EDB | xEnergy Main | 1666 | 1
| XPIX16BV3PN | Y7-178073 | 178073 | Partition set, IZMX16/busbar, vertical, 3P+N | EDB | xEnergy Main | 160.9 | 1
| XPIX16CC06 | Y7-171734 | 171734 | Arc-free separation for Incomer Sections IZMX16, section depth 600/800mm | EDB | xEnergy Main | 494.9 | 1
| XPIX16CCB-B-06 | Y7-174567 | 174567 | Vertical partition, 2x IZMX16, bottom, D=600mm | EDB | xEnergy Main | 315.5 | 1
| XPIX16CCB-B-08 | Y7-174568 | 174568 | Vertical partition, 2x IZMX16, bottom, D=800mm | EDB | xEnergy Main | 383.9 | 1
| XPIX16CCB-BC-06 | Y7-178088 | 178088 | Vertical partition, 3x IZMX16, D=600mm | EDB | xEnergy Main | 414.1 | 1
| XPIX16CCB-BC-08 | Y7-178089 | 178089 | Vertical partition, 3x IZMX16, D=800mm | EDB | xEnergy Main | 502 | 1
| XPIX16CCB-T-06 | Y7-177614 | 177614 | Vertical partition, 2x IZMX16, top, D=600mm | EDB | xEnergy Main | 307.3 | 1
| XPIX16CCB-T-08 | Y7-177615 | 177615 | Vertical partition, 2x IZMX16, top, D=800mm | EDB | xEnergy Main | 365.3 | 1
| XPIX40BCB-BC-0808 | Y7-178049 | 178049 | Internal Separation Bus Coupler W=800mm D=800mm | EDB | xEnergy Main | 2375 | 1
| XPIX40BCB-E-06 | Y7-166742 | 166742 | Partition, MBS-/connectionarea, for W=600mm | EDB | xEnergy Main | 404.1 | 1
| XPIX40BCB-E-08 | Y7-166743 | 166743 | Partition, MBS-/connectionarea, for W=800mm | EDB | xEnergy Main | 526 | 1
| XPIX40BCB-E-10 | Y7-166744 | 166744 | Partition, MBS-/connectionarea, for W=1000mm | EDB | xEnergy Main | 641 | 1
| XPIX40BCB-H-0602 | Y7-166226 | 166226 | Partition, connection-/BB rear area, IZMX40, horizontal, for WxD=600x600mm | EDB | xEnergy Main | 250.1 | 1
| XPIX40BCB-H-0604 | Y7-166223 | 166223 | Partition, connection-/BB rear area, IZMX40, horizontal, for WxD=600x800mm | EDB | xEnergy Main | 264 | 1
| XPIX40BCB-H-0802 | Y7-166227 | 166227 | Partition, connection-/BB rear area, IZMX40, horizontal, for WxD=800x600mm | EDB | xEnergy Main | 331.2 | 1
| XPIX40BCB-H-0804 | Y7-166224 | 166224 | Partition, connection-/BB rear area, IZMX40, horizontal, for WxD=800x800mm | EDB | xEnergy Main | 343.1 | 1
| XPIX40BCB-H-1002 | Y7-180582 | 180582 | Partition, connection-/busbar rear area, IZMX40, horizontal, for WxD=1000x600mm | EDB | xEnergy Main | 418.2 | 1
| XPIX40BCB-H-1004 | Y7-166225 | 166225 | Partition, connection-/BB rear area, IZMX40, horizontal, for WxD=1000x800mm | EDB | xEnergy Main | 430.2 | 1
| XPIX40BV3PN | Y7-178074 | 178074 | Partition set, IZMX40/busbar, vertical, 3P+N | EDB | xEnergy Main | 243.9 | 1
| XPIX40CC06 | Y7-171735 | 171735 | Arc-free separation for Incomer Sections IZMX40, section depth 600mm | EDB | xEnergy Main | 481.2 | 1
| XPIX40CC08 | Y7-171736 | 171736 | Arc-free separation for Incomer Sections IZMX40, section depth 800mm | EDB | xEnergy Main | 613 | 1
| XPIX40F2BMCB0610 | Y7-177112 | 177112 | Partition, device/busbar IZMX40, fixed | EDB | xEnergy Main | 127.9 | 1
| XPIX40FBMCB0606 | Y7-164349 | 164349 | Partition, devices-/MB area IZMX40, for W=600mm, fixed | EDB | xEnergy Main | 54.4 | 1
| XPIX40FBMCB0608 | Y7-166221 | 166221 | Partition, devices-/MB area IZMX40, for W=800mm, fixed | EDB | xEnergy Main | 72.5 | 1
| XPIX40FBMCB0610 | Y7-164347 | 164347 | Partition, devices-/MB area IZMX40, for W=1000mm, fixed | EDB | xEnergy Main | 136.5 | 1
| XPIX40W2BMCB0610 | Y7-177113 | 177113 | Partition, device/busbar IZMX40, withdrawable | EDB | xEnergy Main | 135.5 | 1
| XPIX40WBMCB0606 | Y7-166220 | 166220 | Partition, devices-/MB area IZMX40, for W=600mm, drawer | EDB | xEnergy Main | 81.3 | 1
| XPIX40WBMCB0608 | Y7-166222 | 166222 | Partition, devices-/MB area IZMX40, for W=800mm, drawer | EDB | xEnergy Main | 83.1 | 1
| XPIX40WBMCB0610 | Y7-164348 | 164348 | Partition, devices-/MB area IZMX40, for W=1000mm, drawer | EDB | xEnergy Main | 134.1 | 1
| XPIXBCB-E-04 | Y7-151676 | 151676 | Partition, IZMX16 connection-/busbar back area, Gl.S. W=425mm | EDB | xEnergy Main | 310.3 | 1
| XPIXBCB-E-06 | Y7-151677 | 151677 | Partition, IZMX16 connection-/busbar back area, EVEN, W=600mm | EDB | xEnergy Main | 445.9 | 1
| XPIXBCB-E-0802 | Y7-187978 | 187978 | Partition IZMX16 side/side EVEN W800 | EDB | xEnergy Main | 552 | 1
| XPIXBCB-E-1002 | Y7-187979 | 187979 | Partition IZMX16 side/side EVEN W1000 | EDB | xEnergy Main | 707 | 1
| XPIXBCB-H-0402 | Y7-133087 | 133087 | Partition, IZMX connection-/busbar back area, horizontal, WxD=425x200mm | EDB | xEnergy Main | 160 | 1
| XPIXBCB-H-0404 | Y7-133088 | 133088 | Partition, IZMX connection-/busbar back area, horizontal, WxD=425x400mm | EDB | xEnergy Main | 245 | 1
| XPIXBCB-H-0602 | Y7-133089 | 133089 | Partition, IZMX connection-/busbar back area, horizontal, WxD=600x200mm | EDB | xEnergy Main | 168.1 | 1
| XPIXBCB-H-0604 | Y7-133090 | 133090 | Partition, IZMX connection-/busbar back area, horizontal, WxD=600x400mm | EDB | xEnergy Main | 267.1 | 1
| XPIXBCB-H-0802 | Y7-174563 | 174563 | Horizontal partition, 2x IZMX16, W=800mm | EDB | xEnergy Main | 549 | 1
| XPIXBCB-H-0804 | Y7-174565 | 174565 | Horizontal partition, 2x IZMX16, W=800mm | EDB | xEnergy Main | 568 | 1
| XPIXBCB-H-1002 | Y7-174564 | 174564 | Horizontal partition, 2x IZMX16, W=1000mm | EDB | xEnergy Main | 662 | 1
| XPIXBCB-H-1004 | Y7-174566 | 174566 | Horizontal partition, 2x IZMX16, W=1000mm | EDB | xEnergy Main | 681 | 1
| XPIXBMCB0604 | Y7-135261 | 135261 | Partition, devices area/busbar area, HxW=600x425mm | EDB | xEnergy Main | 60.5 | 1
| XPIXBMCB0606 | Y7-135262 | 135262 | Partition, devices area/busbar area, HxW=600x600mm | EDB | xEnergy Main | 58 | 1
| XPIXFBMCB0604 | Y7-151674 | 151674 | Partition, fixed, circuit breaker devices area/busbar back area, HxW=600x425mm | EDB | xEnergy Main | 53.1 | 1
| XPIXFBMCB0606 | Y7-151675 | 151675 | Partition, fixed, circuit breaker devices area/busbar back area, HxW=600x600mm | EDB | xEnergy Main | 71.6 | 1
| XPL06 | Y7-284161 | 284161 | Partitions, mounting kit, SL, Form 3b, D=600mm | EDB | xEnergy Main | 126.5 | 1
| XPL0608 | Y7-126006 | 126006 | Partitions, mounting kit, SL, Form 3b, WxD=600x800mm | EDB | xEnergy Main | 203.9 | 1
| XPL08 | Y7-284162 | 284162 | Partitions, mounting kit, SL, Form 3b, D=800mm | EDB | xEnergy Main | 166.5 | 1
| XPL0808 | Y7-126007 | 126007 | Partitions, mounting kit, SL, Form 3b, WxD=800x800mm | EDB | xEnergy Main | 252.1 | 1
| XPL10 | Y7-285500 | 285500 | Partitions, mounting kit, SL, Form 3b, D=1000mm | EDB | xEnergy Main | 201.8 | 1
| XPL1008 | Y7-126008 | 126008 | Partitions, mounting kit, SL, Form 3b, WxD=1000x800mm | EDB | xEnergy Main | 302.1 | 1
| XPLB0606 | Y7-116456 | 116456 | Partition, SL devices/busbar back area, WxD=600x600mm | EDB | xEnergy Main | 116.6 | 1
| XPLB0608 | Y7-124415 | 124415 | Partition, SL devices/busbar back area, WxD=600x800mm | EDB | xEnergy Main | 129.9 | 1
| XPLB0806 | Y7-116457 | 116457 | Partition, SL devices/busbar back area, WxD=800x600mm | EDB | xEnergy Main | 174.1 | 1
| XPLB0808 | Y7-124416 | 124416 | Partition, SL devices/busbar back area, WxD=800x800mm | EDB | xEnergy Main | 208.4 | 1
| XPLB1006 | Y7-116458 | 116458 | Partition, SL devices/busbar back area, WxD=1000x600mm | EDB | xEnergy Main | 199.3 | 1
| XPLB1008 | Y7-124417 | 124417 | Partition, SL devices/busbar back area, WxD=1000x800mm | EDB | xEnergy Main | 215.9 | 1
| XPLSTB-1000 | Y7-150540 | 150540 | Cover for fuse-strip, (top/down), W=1000mm | EDB | xEnergy Main | 35.32 | 1
| XPMMB0402 | Y7-135263 | 135263 | Partition, IZMX device-/device area, busbar back, WxD=425x400mm | EDB | xEnergy Main | 36.44 | 1
| XPMMB0404 | Y7-284163 | 284163 | Partition, circuit breaker device-/device area, busbar back, WxD=425x400mm | EDB | xEnergy Main | 50.1 | 1
| XPMMB0602 | Y7-135264 | 135264 | Partition, IZMX device-/device area, busbar back, WxD=600x400mm | EDB | xEnergy Main | 29.71 | 1
| XPMMB0603 | Y7-166239 | 166239 | Partition, devices-/devices area, for W=600mm | EDB | xEnergy Main | 36.98 | 1
| XPMMB0604 | Y7-284164 | 284164 | Partition, circuit breaker device-/device area, busbar back, WxD=600x400mm | EDB | xEnergy Main | 61.2 | 1
| XPMMB0802 | Y7-167314 | 167314 | Partition, devices-/devices- area, busbar back, WxD=800x205mm | EDB | xEnergy Main | 49.28 | 1
| XPMMB0803 | Y7-166240 | 166240 | Partition, devices-/devices area, for W=800mm | EDB | xEnergy Main | 30.56 | 1
| XPMMB0804 | Y7-284165 | 284165 | Partition, circuit breaker device-/device area, busbar back, WxD=800x400mm | EDB | xEnergy Main | 72.3 | 1
| XPMMB1003 | Y7-177111 | 177111 | Partition circuit breaker area / device area, D=251mm | EDB | xEnergy Main | 51.5 | 1
| XPMMB1004 | Y7-133081 | 133081 | Partition, circuit breaker device-/device area, busbar back, WxD=1000x400mm | EDB | xEnergy Main | 67 | 1
| XPMMB1104 | Y7-133082 | 133082 | Partition, circuit breaker device-/device area, busbar back, WxD=1100x400mm | EDB | xEnergy Main | 71.9 | 1
| XPMMB1204 | Y7-284166 | 284166 | Partition, circuit breaker device-/device area, busbar back, WxD=1200x400mm | EDB | xEnergy Main | 83.4 | 1
| XPMMB13504 | Y7-133083 | 133083 | Partition, circuit breaker device-/device area, busbar back, WxD=1350x400mm | EDB | xEnergy Main | 87.1 | 1
| XPMMBA06 | Y7-166696 | 166696 | Separation, device / component mounting area, for B = 600 mm | EDB | xEnergy Main | 49.37 | 1
| XPMMBA08 | Y7-166697 | 166697 | Separation, device / component mounting area, for B = 800 mm | EDB | xEnergy Main | 61.1 | 1
| XPMMBA10 | Y7-166698 | 166698 | Separation, device / component mounting area, for B = 1000 mm | EDB | xEnergy Main | 73.1 | 1
| XPN3BCB0406 | Y7-184819 | 184819 | Partition NZM3, Mainbusbar/Connection Area W=425mm, D=600mm | EDB | xEnergy Main | 96 | 1
| XPN3BCB0408 | Y7-184820 | 184820 | Partition NZM3, Mainbusbar/Connection Area W=425mm, D=800mm | EDB | xEnergy Main | 111.3 | 1
| XPN3BCB0606 | Y7-184821 | 184821 | Partition NZM3, Mainbusbar/Connection Area W=600mm, D=600mm | EDB | xEnergy Main | 120.1 | 1
| XPN3BCB0608 | Y7-184822 | 184822 | Partition NZM3, Mainbusbar/Connection Area W=600mm, D=800mm | EDB | xEnergy Main | 141.3 | 1
| XPN3BCB0806 | Y7-184823 | 184823 | Partition NZM3, Mainbusbar/Connection Area W=800mm, D=600mm | EDB | xEnergy Main | 144.6 | 1
| XPN3BCB0808 | Y7-184824 | 184824 | Partition NZM3, Mainbusbar/Connection Area W=800mm, D=800mm | EDB | xEnergy Main | 175.9 | 1
| XPN3CCB06 | Y7-196563 | 196563 | Vertical partition, 2x NZM3, fixed/withdrawable, D=600 mm | EDB | xEnergy Main | 410 | 1
| XPN3CCB08 | Y7-196564 | 196564 | Vertical partition, 2x NZM3, fixed/withdrawable, D800 mm | EDB | xEnergy Main | 482.9 | 1
| XPN3FMC-3P+N | Y7-179299 | 179299 | Shroud for 3P+N, NZM3, fixed mounting | EDB | xEnergy Main | 222.3 | 1
| XPN3MB04 | Y7-196558 | 196558 | Partition NZM3, incoming/outgoing, fixed/withdrawable, W=425 mm | EDB | xEnergy Main | 40.74 | 1
| XPN3MB06 | Y7-196559 | 196559 | Partition NZM3, outgoing, fixed/withdrawable, W=600 mm | EDB | xEnergy Main | 48.5 | 1
| XPN3MB08 | Y7-196560 | 196560 | Partition NZM3, outgoing, fixed/withdrawable, W=800 mm | EDB | xEnergy Main | 57.2 | 1
| XPN3MCB06 | Y7-196561 | 196561 | Partition NZM3, incoming, fixed/withdrawable, W=600 mm | EDB | xEnergy Main | 65.2 | 1
| XPN3MCB08 | Y7-196562 | 196562 | Partition NZM3, incoming, fixed/withdrawable, W=800 mm | EDB | xEnergy Main | 69.1 | 1
| XPN3WMC-3P+N | Y7-179300 | 179300 | Shroud for 3P+N, NZM3, withdrawable unit | EDB | xEnergy Main | 222.3 | 1
| XPN4F-D-MCB04 | Y7-178598 | 178598 | Partition, NZM4 component mounting area/cable connection area, fixed mounting with rotary handle, main busbar back, W=425mm | EDB | xEnergy Main | 49.81 | 1
| XPN4F-D-MCB06 | Y7-178604 | 178604 | Partition, NZM4 component mounting area/cable connection area, fixed mounting with rotary handle, main busbar back, W=600mm | EDB | xEnergy Main | 55.8 | 1
| XPN4F-D-MCB08 | Y7-178647 | 178647 | Partition, NZM4 component mounting area/cable connection area, fixed mounting with rotary handle, main busbar back, W=800mm | EDB | xEnergy Main | 65.5 | 1
| XPN4F-DV-MCB04 | Y7-178599 | 178599 | Partition, NZM4 component mounting area/cable connection area, fixed mounting with rotary handle and mechanical interlock, main busbar back, W=425mm | EDB | xEnergy Main | 52.1 | 1
| XPN4F-DV-MCB06 | Y7-178605 | 178605 | Partition, NZM4 component mounting area/cable connection area, fixed mounting with rotary handle and mechanical interlock, main busbar back, W=600mm | EDB | xEnergy Main | 60.1 | 1
| XPN4F-DV-MCB08 | Y7-178648 | 178648 | Partition, NZM4 component mounting area/cable connection area, fixed mounting with rotary handle and mechanical interlock, main busbar back, W=800mm | EDB | xEnergy Main | 66.3 | 1
| XPN4FMC-3P+N | Y7-179301 | 179301 | Shroud for 3P+N, NZM4, fixed mounting | EDB | xEnergy Main | 236.2 | 1
| XPN4F-MCB04 | Y7-178597 | 178597 | Partition, NZM4 component mounting area/cable connection area, fixed mounted design, main busbar back, W=425mm | EDB | xEnergy Main | 45.16 | 1
| XPN4F-MCB06 | Y7-178603 | 178603 | Partition, NZM4 component mounting area/cable connection area, fixed mounted design, main busbar back, W=600mm | EDB | xEnergy Main | 50.5 | 1
| XPN4F-MCB08 | Y7-178646 | 178646 | Partition, NZM4 component mounting area/cable connection area, fixed mounted design, main busbar back, W=800mm | EDB | xEnergy Main | 65.2 | 1
| XPN4F-R-MCB04 | Y7-178600 | 178600 | Partition, NZM4 component mounting area/cable connection area, fixed mounting with remote operator, main busbar back, W=425mm | EDB | xEnergy Main | 46.49 | 1
| XPN4F-R-MCB06 | Y7-178606 | 178606 | Partition, NZM4 component mounting area/cable connection area, fixed mounting with remote operator, main busbar back, W=600mm | EDB | xEnergy Main | 53 | 1
| XPN4F-R-MCB08 | Y7-178649 | 178649 | Partition, NZM4 component mounting area/cable connection area, fixed mounting with remote operator, main busbar back, W=800mm | EDB | xEnergy Main | 65.5 | 1
| XPN4MC-3P | Y7-177118 | 177118 | Shroud for NZM4, 3p | EDB | xEnergy Main | 139.1 | 1
| XPN4MC-4P | Y7-177119 | 177119 | Shroud for NZM4, 4p | EDB | xEnergy Main | 162.2 | 1
| XPN4WMC-3P+N | Y7-179302 | 179302 | Shroud for 3P+N, NZM4, withdrawable unit | EDB | xEnergy Main | 236.2 | 1
| XPN4W-MCB04 | Y7-178601 | 178601 | Partition, NZM4 component mounting area/cable connection area, withdrawable unit, main busbar back, W=425mm | EDB | xEnergy Main | 50.6 | 1
| XPN4W-MCB06 | Y7-178607 | 178607 | Partition, NZM4 component mounting area/cable connection area, withdrawable unit, main busbar back, W=600mm | EDB | xEnergy Main | 57.9 | 1
| XPN4W-MCB08 | Y7-178608 | 178608 | Partition, NZM4 component mounting area/cable connection area, withdrawable unit, main busbar back, W=800mm | EDB | xEnergy Main | 66 | 1
| XPN4W-R-MCB04 | Y7-178602 | 178602 | Partition, NZM4 component mounting area/cable connection area, withdrawable unit with remote operator, main busbar back, W=425mm | EDB | xEnergy Main | 48.56 | 1
| XPN4W-R-MCB06 | Y7-178645 | 178645 | Partition, NZM4 component mounting area/cable connection area, withdrawable unit with remote operator, main busbar back, W=600mm | EDB | xEnergy Main | 61.9 | 1
| XPN4W-R-MCB08 | Y7-178609 | 178609 | Partition, NZM4 component mounting area/cable connection area, withdrawable unit with remote operator, main busbar back, W=800mm | EDB | xEnergy Main | 71.4 | 1
| XPNBCB0402 | Y7-289174 | 289174 | Partition, NZM4 connection-/busbar back area, WxD=425x200mm | EDB | xEnergy Main | 97.3 | 1
| XPNBCB0404 | Y7-289176 | 289176 | Partition, NZM4 connection-/busbar back area, WxD=425x400mm | EDB | xEnergy Main | 97.3 | 1
| XPNBCB0406 | Y7-285523 | 285523 | Partition, circuit breaker connection-/busbar back area, form 2b, WxD=425x800mm | EDB | xEnergy Main | 64 | 1
| XPNBCB0602 | Y7-289175 | 289175 | Partition, NZM4 connection-/busbar back area, WxD=600x200mm | EDB | xEnergy Main | 111.2 | 1
| XPNBCB0604 | Y7-289177 | 289177 | Partition, NZM4 connection-/busbar back area, WxD=600x400mm | EDB | xEnergy Main | 111.2 | 1
| XPNBCB0606 | Y7-285522 | 285522 | Partition, circuit breaker connection-/busbar back area, form 2b, WxD=600x800mm | EDB | xEnergy Main | 69.5 | 1
| XPNBCB0802 | Y7-118735 | 118735 | Partition, NZM4 connection-/busbar back area, WxD=800x200mm | EDB | xEnergy Main | 101.1 | 1
| XPNBCB0804 | Y7-118736 | 118736 | Partition, NZM4 connection-/busbar back area, WxD=800x400mm | EDB | xEnergy Main | 129.9 | 1
| XPNBCB0806 | Y7-135257 | 135257 | Partition, connection area/busbar back area, form 2b, WxD=800x800mm | EDB | xEnergy Main | 69.3 | 1
| XPNBCB1002 | Y7-178623 | 178623 | Partition for use between NZM4 cable connection area and main busbar area, WxD = 1000 x 200 mm | EDB | xEnergy Main | 121.2 | 1
| XPNBCB1004 | Y7-178624 | 178624 | Partition for use between NZM4 cable connection area and main busbar area, WxD = 1000 x 400 mm | EDB | xEnergy Main | 157.4 | 1
| XPNBCB-2-0406 | Y7-178630 | 178630 | Partition, NZM4, fixed mounted design, cable connection area/busbar area, WxD = 425 x 600 mm | EDB | xEnergy Main | 48.48 | 1
| XPNBCB-2-0408 | Y7-178632 | 178632 | Partition, NZM4, fixed mounted design, cable connection area/busbar area, WxD = 425 x 800 mm | EDB | xEnergy Main | 58.7 | 1
| XPNBCB-2-0606 | Y7-178634 | 178634 | Partition, NZM4, fixed mounted design, cable connection area/busbar area, WxD = 600 x 600 mm | EDB | xEnergy Main | 47.13 | 1
| XPNBCB-2-0608 | Y7-178636 | 178636 | Partition, NZM4, fixed mounted design, cable connection area/busbar area, WxD=600x800mm | EDB | xEnergy Main | 62.8 | 1
| XPNBCB-2-0806 | Y7-178638 | 178638 | Partition, NZM4, fixed mounted design, cable connection area/busbar area, WxD = 800 x 600 mm | EDB | xEnergy Main | 66.7 | 1
| XPNBCB-2-0808 | Y7-178640 | 178640 | Partition, NZM4, fixed mounted design, cable connection area/busbar area, WxD = 800 x 800 mm | EDB | xEnergy Main | 84.6 | 1
| XPNBCB-2-1006 | Y7-178642 | 178642 | Partition, NZM4, fixed mounted design, cable connection area/busbar area, WxD = 1000 x 600 mm | EDB | xEnergy Main | 73.9 | 1
| XPNBCB-2-1008 | Y7-178644 | 178644 | Partition, NZM4, fixed mounted design, cable connection area/busbar area, WxD = 1000 x 800 mm | EDB | xEnergy Main | 96.1 | 1
| XPNBCB-E-04 | Y7-121448 | 121448 | Partition, cable connection area/busbar back area, EVEN, W=425mm | EDB | xEnergy Main | 375.9 | 1
| XPNBCB-E-06 | Y7-121449 | 121449 | Partition, cable connection area/busbar back area, EVEN, W=600mm | EDB | xEnergy Main | 523 | 1
| XPNBCB-E-08 | Y7-121450 | 121450 | Partition, cable connection area/busbar back area, EVEN, W=800mm | EDB | xEnergy Main | 713 | 1
| XPNBCB-E-10 | Y7-121451 | 121451 | Partition IZM connection/HSH room Gl.S. | EDB | xEnergy Main | 874 | 1
| XPNBCT0402 | Y7-285501 | 285501 | Partition, circuit breaker connection-/busbar top area, form 2b, WxD=400x400mm | EDB | xEnergy Main | 44.45 | 1
| XPNBCT0404 | Y7-285502 | 285502 | Partition, circuit breaker connection-/busbar top area, form 2b, WxD=400x600mm | EDB | xEnergy Main | 55.7 | 1
| XPNBCT0602 | Y7-285503 | 285503 | Partition, circuit breaker connection-/busbar top area, form 2b, WxD=600x400mm | EDB | xEnergy Main | 50.1 | 1
| XPNBCT0604 | Y7-285504 | 285504 | Partition, circuit breaker connection-/busbar top area, form 2b, WxD=600x600mm | EDB | xEnergy Main | 61.2 | 1
| XPNBCT0804 | Y7-135258 | 135258 | Partition, connection area/busbar top area, form 2b, WxD=800x600mm | EDB | xEnergy Main | 48.97 | 1
| XPNCCB | Y7-126009 | 126009 | Partition, 2xNZM, connection area | EDB | xEnergy Main | 178.4 | 1
| XPNCCB06 | Y7-178625 | 178625 | Vertical partition, 2x NZM, D=600 mm | EDB | xEnergy Main | 264.7 | 1
| XPNCCB08 | Y7-178626 | 178626 | Vertical partition, 2x NZM, D=800 mm | EDB | xEnergy Main | 330.5 | 1
| XPNMCB04 | Y7-284174 | 284174 | Partition, circuit breaker switchgear area/cable connection area, busbar back, W=425mm | EDB | xEnergy Main | 66.8 | 1
| XPNMCB06 | Y7-284175 | 284175 | Partition, circuit breaker switchgear area/cable connection area, busbar back, W=600mm | EDB | xEnergy Main | 64 | 1
| XPNMCB08 | Y7-116455 | 116455 | Partition, circuit breaker switchgear area/cable connection area, busbar back, W=800mm | EDB | xEnergy Main | 59.5 | 1
| XPNW-R-BCB-2-0406 | Y7-178629 | 178629 | Partition, NZM4, withdrawable unit with remote operator, cable connection area/busbar area, WxD=425x600mm | EDB | xEnergy Main | 49.92 | 1
| XPNW-R-BCB-2-0408 | Y7-178631 | 178631 | Partition, NZM4, withdrawable unit with remote operator, cable connection area/busbar area, WxD=425x800mm | EDB | xEnergy Main | 59.6 | 1
| XPNW-R-BCB-2-0606 | Y7-178633 | 178633 | Partition, NZM4, withdrawable unit with remote operator, cable connection area/busbar area, WxD=600x600mm | EDB | xEnergy Main | 54.9 | 1
| XPNW-R-BCB-2-0608 | Y7-178635 | 178635 | Partition, NZM4, withdrawable unit with remote operator, cable connection area/busbar area, WxD=600x800mm | EDB | xEnergy Main | 65.1 | 1
| XPNW-R-BCB-2-0806 | Y7-178637 | 178637 | Partition, NZM4, withdrawable unit with remote operator, cable connection area/busbar area, WxD=800x600mm | EDB | xEnergy Main | 60.1 | 1
| XPNW-R-BCB-2-0808 | Y7-178639 | 178639 | Partition, NZM4, withdrawable unit with remote operator, cable connection area/busbar area, WxD=800x800mm | EDB | xEnergy Main | 84.3 | 1
| XPNW-R-BCB-2-1006 | Y7-178641 | 178641 | Partition, NZM4, withdrawable unit with remote operator, cable connection area/busbar area, WxD=1000x600mm | EDB | xEnergy Main | 62.6 | 1
| XPNW-R-BCB-2-1008 | Y7-178643 | 178643 | Partition, NZM4, withdrawable unit with remote operator, cable connection area/busbar area, WxD=1000x800mm | EDB | xEnergy Main | 94.3 | 1
| XPNW-R-CCB06 | Y7-178627 | 178627 | Vertical partition, 2x NZM, D=600 mm | EDB | xEnergy Main | 270.9 | 1
| XPNW-R-CCB08 | Y7-178628 | 178628 | Vertical partition, 2x NZM, D=800 mm | EDB | xEnergy Main | 337 | 1
| XPPBMV06 | Y7-166699 | 166699 | Partition, MBS-/devicearea, for W=600mm | EDB | xEnergy Main | 109 | 1
| XPPBMV08 | Y7-166740 | 166740 | Partition, MBS-/devicearea, for W=800mm | EDB | xEnergy Main | 132.4 | 1
| XPPBMV10 | Y7-166741 | 166741 | Partition, MBS-/devicearea, for W=1000mm | EDB | xEnergy Main | 170.4 | 1
| XPRCC2006 | Y7-184642 | 184642 | Separating partition, sideways, for cable connection area, depth 600mm | EDB | xEnergy Main | 313.9 | 1
| XPRCC2008 | Y7-184643 | 184643 | Separating partition, sideways, for cable connection area, depth 800mm | EDB | xEnergy Main | 513 | 1
| XPRCCH03506 | Y7-184645 | 184645 | Horizontal partition, XR-MCCB, cabling box partition | EDB | xEnergy Main | 64.2 | 1
| XPRCCH03508 | Y7-184646 | 184646 | Horizontal partition, XR-MCCB, cabling box partition | EDB | xEnergy Main | 81.1 | 1
| XPRCCV0050035 | Y7-184647 | 184647 | Vertical partition, cover, XR-MCCB | EDB | xEnergy Main | 15.03 | 1
| XPRCCV0075035 | Y7-184648 | 184648 | Vertical partition, cover, XR-MCCB | EDB | xEnergy Main | 16.51 | 1
| XPRCCV0125035 | Y7-184649 | 184649 | Vertical partition, cover, XR-MCCB | EDB | xEnergy Main | 20.11 | 1
| XPRCCV015035 | Y7-193389 | 193389 | Vertical insulation cable compartment, H=150mm | EDB | xEnergy Main | 23.38 | 1
| XPRCCV0175035 | Y7-184650 | 184650 | Vertical partition, cover, XR-MCCB | EDB | xEnergy Main | 22.68 | 1
| XPRCCV020035 | Y7-193390 | 193390 | vertical partition cable room, H200mm | EDB | xEnergy Main | 26.6 | 1
| XPRCCV0225035 | Y7-184651 | 184651 | Vertical partition, cover, XR-MCCB | EDB | xEnergy Main | 25.22 | 1
| XPRCCV0275035 | Y7-184652 | 184652 | Vertical partition, cover, XR-MCCB | EDB | xEnergy Main | 27.61 | 1
| XPRCCV0325035 | Y7-184653 | 184653 | Vertical partition, cover, XR-MCCB | EDB | xEnergy Main | 30.15 | 1
| XPRCCV0375035 | Y7-184654 | 184654 | Vertical partition, cover, XR-MCCB | EDB | xEnergy Main | 32.62 | 1
| XPRCCV0425035 | Y7-184655 | 184655 | Vertical partition, cover, XR-MCCB | EDB | xEnergy Main | 35.03 | 1
| XPRCCV045035 | Y7-193391 | 193391 | vertical partition cable room, H450mm | EDB | xEnergy Main | 41.34 | 1
| XPRCCV0525035 | Y7-184656 | 184656 | Vertical partition, cover, XR-MCCB | EDB | xEnergy Main | 39.81 | 1
| XPRCCV0625035 | Y7-184657 | 184657 | Vertical partition, cover, XR-MCCB | EDB | xEnergy Main | 44.5 | 1
| XPRCCV0725035 | Y7-184658 | 184658 | Vertical partition, cover, XR-MCCB | EDB | xEnergy Main | 49.31 | 1
| XPRCCV0825035 | Y7-184659 | 184659 | Vertical partition, cover, XR-MCCB | EDB | xEnergy Main | 54.1 | 1
| XPRCCV0975035 | Y7-184660 | 184660 | Vertical partition, cover, XR-MCCB | EDB | xEnergy Main | 58.6 | 1
| XPRCD035 | Y7-184682 | 184682 | Separation, cable connection/main busbar area, for cabling box, D = 600 mm | EDB | xEnergy Main | 200.8 | 1
| XPRCD055 | Y7-184683 | 184683 | Separation, cable connection/main busbar area, for cabling box, D = 600 mm | EDB | xEnergy Main | 265.7 | 1
| XPRCD070 | Y7-302127 | 302127 | Partition Busbar/Cable Area W=700 | EDB | xEnergy Main | 310.7 | 1
| XPRCD2006 | Y7-184680 | 184680 | Separation, cable connection/main busbar area, for cabling box, D = 600 mm | EDB | xEnergy Main | 205.6 | 1
| XPRCD2008 | Y7-184681 | 184681 | Separation, cable connection/main busbar area, for cabling box, D = 600 mm | EDB | xEnergy Main | 307.5 | 1
| XPRCSB06 | Y7-184718 | 184718 | Horizontal partition below XR-MCCB_PIFT, depth = 600 mm | EDB | xEnergy Main | 46.58 | 1
| XPRCSB08 | Y7-184719 | 184719 | Horizontal partition below XR-MCCB_PIFT, depth = 800 mm | EDB | xEnergy Main | 66 | 1
| XPRMM | Y7-184684 | 184684 | Separation, horizontal | EDB | xEnergy Main | 69.1 | 1
| XPRMM-100 | Y7-184686 | 184686 | Separation, horizontal, location 100, grey | EDB | xEnergy Main | 73.4 | 1
| XPRMM-50 | Y7-184685 | 184685 | Separation, horizontal, location 50, grey | EDB | xEnergy Main | 64.6 | 1
| XPRMMH-QSA2/3 | Y7-501288 | 501288 |  | EDB | xEnergy Main | 70 | 1
| XPRMM-QSA-100-Twin | Y7-501291 | 501291 |  | EDB | xEnergy Main | 83.5 | 1
| XPRMM-QSA-50-Twin | Y7-501290 | 501290 |  | EDB | xEnergy Main | 72.7 | 1
| XPRMM-QSA-R | Y7-501292 | 501292 |  | EDB | xEnergy Main | 98.8 | 1
| XPRMM-QSA-Twin | Y7-501289 | 501289 |  | EDB | xEnergy Main | 70 | 1
| XPRMM-SOND-RAL* | Y7-302200 | 302200 | Door Strip XR H25 D0 | EDB | xEnergy Main | 61.8 | 1
| XPRMM-U-100 | Y7-185199 | 185199 | Partition horizontal, XR-MCCB-PIFT, layer 100, grey | EDB | xEnergy Main | 89.1 | 1
| XPRMM-U-50 | Y7-185198 | 185198 | Partition, horizontal, XR-MCCB-PIFT, layer 50, grey | EDB | xEnergy Main | 73.2 | 1
| XPSBCB320 | Y7-158612 | 158612 | Partition, connection-/MBS-area, for cable area, W=320mm | EDB | xEnergy Main | 70.8 | 1
| XPSBCB385 | Y7-158611 | 158611 | Partition, connection-/MBS-area, for cable area, W=385mm | EDB | xEnergy Main | 80.9 | 1
| XPSBCB520 | Y7-158614 | 158614 | Partition, connection-/MBS-area, for cable area, W=520mm | EDB | xEnergy Main | 110.2 | 1
| XPSBCB585 | Y7-158613 | 158613 | Partition, connection-/MBS-area, for cable area, W=585mm | EDB | xEnergy Main | 120.1 | 1
| XPSS2002 | Y7-150495 | 150495 | Partition, section/section, HxD=2000x200mm | EDB | xEnergy Main | 87.8 | 1
| XPSS2004 | Y7-284781 | 284781 | Partition, section/section, form 3b, HxD=2000x400mm | EDB | xEnergy Main | 128.7 | 1
| XPSS2006 | Y7-284178 | 284178 | Partition, section/section, form 3b, HxD=2000x600mm | EDB | xEnergy Main | 167.3 | 1
| XPSS2006_BULK_270913107 | Y7-180038 | 180038 | Partition, section/section, form 3b, HxD=2000x600mm | EDB | xEnergy Main | 151.3 | 1
| XPSS2006-BF | Y7-192707 | 192707 | Partition, horizontal, D = 600 mm | EDB | xEnergy Main | 120.6 | 1
| XPSS2008 | Y7-284179 | 284179 | Partition, section/section, form 3b, HxD=2000x800mm | EDB | xEnergy Main | 228.4 | 1
| XPSS2008_BULK_270913108 | Y7-180039 | 180039 | Partition, section/section, form 3b, HxD=2000x800mm | EDB | xEnergy Main | 208 | 1
| XPSS2008-BF | Y7-192708 | 192708 | Partition, horizontal, D = 800 mm | EDB | xEnergy Main | 186.3 | 1
| XPSV06 | Y7-284180 | 284180 | Partitions, mounting kit, SSL, Form 3b, D=600mm | EDB | xEnergy Main | 153.8 | 1
| XPSV08 | Y7-284181 | 284181 | Partitions, mounting kit, SSL, Form 3b, D=800mm | EDB | xEnergy Main | 192.3 | 1
| XPSV10 | Y7-285505 | 285505 | Partitions, mounting kit, SSL, Form 3b, D=1000mm | EDB | xEnergy Main | 222.6 | 1
| XRMC050 | Y7-184687 | 184687 | Closed cover for XR-MCCB-PIFT, height: 50 mm, grey | EDB | xEnergy Main | 88.5 | 1
| XRMC075 | Y7-184688 | 184688 | Closed cover for XR-MCCB-PIFT, height: 75 mm, grey | EDB | xEnergy Main | 92 | 1
| XSAF2000-150-1000 | Y7-150493 | 150493 | Add-on frame, WxD = 150 x 1000 mm, grey | EDB | xEnergy Main | 474.1 | 1
| XSAF2000-150-600 | Y7-185230 | 185230 | Add-on frame, WxD=150x600mm, grey | EDB | xEnergy Main | 425.1 | 1
| XSAF2000-150-800 | Y7-185231 | 185231 | Add-on frame, WxD=150x800mm, grey | EDB | xEnergy Main | 451.9 | 1
| XSAF200106 | Y7-289908 | 289908 | Add-on frame, WxD=75x600mm, grey | EDB | xEnergy Main | 270.6 | 1
| XSAF200106-SOND-RAL* | Y7-122389 | 122389 | Add-on frame, WxD=75x600mm, special color | EDB | xEnergy Main | 343.3 | 1
| XSAF200108 | Y7-289909 | 289909 | Add-on frame, WxD=75x800mm, grey | EDB | xEnergy Main | 290.2 | 1
| XSAF200108-SOND-RAL* | Y7-122390 | 122390 | Add-on frame, WxD=75x800mm, special color | EDB | xEnergy Main | 368.4 | 1
| XSC200606 | Y7-286388 | 286388 | Corner section, HxWxD=2000x650x650mm, grey | EDB | xEnergy Main | 1329 | 1
| XSC200606-SOND-RAL* | Y7-141839 | 141839 | Corner section, HxWxD=2000x650x650mm, special color | EDB | xEnergy Main | 1686 | 1
| XSC200808 | Y7-288867 | 288867 | Corner section, HxWxD=2000x850x850mm, grey | EDB | xEnergy Main | 1979 | 1
| XSC200808-E10 | Y7-150522 | 150522 | Corner section, expansion set, WxD=1050x1050mm, grey | EDB | xEnergy Main | 2006 | 1
| XSC200808-SOND-RAL* | Y7-141840 | 141840 | Corner section, HxWxD=2000x850x850mm, special color | EDB | xEnergy Main | 2512 | 1
| XSC220808 | Y7-500033 | 500033 | Corner section BXT HC 2200mm grey | EDB | xEnergy Main | 2043 | 1
| XSC220808-SOND-RAL* | Y7-500034 | 500034 | Corner section BXT HC 2200mm RAL | EDB | xEnergy Main | 2592 | 1
| XSDBSC01506 | Y7-184842 | 184842 | Door, section wide, Box Solution, for HxW=150x600mm, grey | EDB | xEnergy Main | 144.4 | 1
| XSDBSC01508 | Y7-184843 | 184843 | Door, section wide, Box Solution, for HxW=150x800mm, grey | EDB | xEnergy Main | 179.4 | 1
| XSDBSC0206 | Y7-167537 | 167537 | Door, section width, Box solution, for HxW = 200 x 600 mm, grey | EDB | xEnergy Main | 120.4 | 1
| XSDBSC02506 | Y7-171680 | 171680 | Door, section wide, Box Solution, for HxW=250x600mm, IP55, grey | EDB | xEnergy Main | 162.5 | 1
| XSDBSC0306 | Y7-167538 | 167538 | Door, section width, Box solution, for HxW = 300 x 600 mm, grey | EDB | xEnergy Main | 142.7 | 1
| XSDBSC03506 | Y7-167539 | 167539 | Door, section width, Box solution, for HxW = 350 x 600 mm, grey | EDB | xEnergy Main | 194.8 | 1
| XSDBSC0406 | Y7-167540 | 167540 | Door, section width, Box solution, for HxW = 400 x 600 mm, grey | EDB | xEnergy Main | 200.9 | 1
| XSDBSC0506 | Y7-167541 | 167541 | Door, section width, Box solution, for HxW = 500 x 600 mm, grey | EDB | xEnergy Main | 218.1 | 1
| XSDBSC0606 | Y7-167542 | 167542 | Door, section width, Box solution, for HxW = 600 x 600 mm, grey | EDB | xEnergy Main | 238.3 | 1
| XSDBSC0806 | Y7-171681 | 171681 | Door, section wide, Box Solution, for HxW=800x600mm, IP55, grey | EDB | xEnergy Main | 278 | 1
| XSDBSC097506 | Y7-171682 | 171682 | Door, section wide, Box Solution, for HxW=975x600mm, IP55, grey | EDB | xEnergy Main | 352.2 | 1
| XSDBSC1006 | Y7-171683 | 171683 | Door, section wide, Box Solution, for HxW=1000x600mm, IP55, grey | EDB | xEnergy Main | 335.6 | 1
| XSDBSC1206 | Y7-171684 | 171684 | Door, section wide, Box Solution, for HxW=1200x600mm, IP55, grey | EDB | xEnergy Main | 378.8 | 1
| XSDC01506 | Y7-171679 | 171679 | Plug In cover, closed, HxW=150x600mm, grey | EDB | xEnergy Main | 135.9 | 1
| XSDC01508 | Y7-171685 | 171685 | Plug In cover, closed, HxW=150x800mm, grey | EDB | xEnergy Main | 151.8 | 1
| XSDFC-20/02 | Y7-193091 | 193091 | Door for cable area, IP55, left open, D=800 mm / 600+200 mm | EDB | xEnergy Main | 330.5 | 1
| XSDFC-20/0375 | Y7-193094 | 193094 | Door for cable area, IP55, left open, D=800 mm / 425+375 mm | EDB | xEnergy Main | 408.4 | 1
| XSDFC-20/06 | Y7-193099 | 193099 | Door for cable area, IP55, left open, D=1200 mm / 600+600 mm | EDB | xEnergy Main | 508 | 1
| XSDFC-20/06-SOND-RAL* | Y7-302203 | 302203 | Cable area door IP55 1200/600/600 | EDB | xEnergy Main | 493.9 | 1
| XSDFC-20/08 | Y7-193104 | 193104 | Cable area door IP55 1200/425/775 | EDB | xEnergy Main | 583 | 1
| XSDFCC2004 | Y7-284183 | 284183 | Door connection area, F, closed, IP55, for HxW=2000x400mm, grey | EDB | xEnergy Main | 350.2 | 1
| XSDFCC2004-SOND-RAL* | Y7-122231 | 122231 | Door connection area, F, closed, IP55, for HxW=2000x400mm, special color | EDB | xEnergy Main | 475.5 | 1
| XSDFCC2006 | Y7-102052 | 102052 | Door connection area, F, closed, IP55, for HxW=2000x600mm, grey | EDB | xEnergy Main | 384.4 | 1
| XSDFCC2006-SOND-RAL* | Y7-122416 | 122416 | Door connection area, F, closed, IP55, for HxW=2000x600mm, special color | EDB | xEnergy Main | 522 | 1
| XSDFCRV2004-SOND-RAL* | Y7-151672 | 151672 | Door connection area, ventilated, for HxW=2000x400mm, special color | EDB | xEnergy Main | 544 | 1
| XSDFCRV2006-SOND-RAL* | Y7-151673 | 151673 | Door connection area, ventilated, for HxW=2000x600mm, special color | EDB | xEnergy Main | 661 | 1
| XSDFCRV42004 | Y7-178323 | 178323 | Cable area door, ventilated, IP42, MCC, right, HxW=2000x425mm, grey | EDB | xEnergy Main | 552 | 1
| XSDFCRV42006 | Y7-178324 | 178324 | Cable area door, ventilated, IP42, MCC, right, HxW=2000x600mm, grey | EDB | xEnergy Main | 668 | 1
| XSDFMC2004 | Y7-284184 | 284184 | Compartment area door, F, closed, IP55, HxW=2000x425mm, grey | EDB | xEnergy Main | 336.3 | 1
| XSDFMC2004-SOND-RAL* | Y7-122232 | 122232 | Compartment area door, F, closed, IP55, HxW=2000x425mm, special color | EDB | xEnergy Main | 426.7 | 1
| XSDFMC2006 | Y7-284185 | 284185 | Compartment area door, F, closed, IP55, HxW=2000x600mm, grey | EDB | xEnergy Main | 478 | 1
| XSDFMC2006-SOND-RAL* | Y7-122233 | 122233 | Compartment area door, F, closed, IP55, HxW=2000x600mm, special color | EDB | xEnergy Main | 606 | 1
| XSDFMLV2004 | Y7-284188 | 284188 | Compartment area door, F, ventilated, L, IP30, HxW=2000x425mm, grey | EDB | xEnergy Main | 414.8 | 1
| XSDFMLV2004-SOND-RAL* | Y7-122236 | 122236 | Comp.area door, F, ventilated, L, IP30, HxW=2000x425mm, special color | EDB | xEnergy Main | 526 | 1
| XSDFMLV2006 | Y7-284189 | 284189 | Compartment area door, F, ventilated, L, IP30, HxW=2000x600mm, grey | EDB | xEnergy Main | 500 | 1
| XSDFMLV2006-SOND-RAL* | Y7-122237 | 122237 | Comp.area door, F, ventilated, L, IP30, HxW=2000x600mm, special color | EDB | xEnergy Main | 635 | 1
| XSDFMLV42004 | Y7-178332 | 178332 | Device area door ventilated IP42 XF left, HxW=2000x425mm, grey | EDB | xEnergy Main | 541 | 1
| XSDFMLV42006 | Y7-178333 | 178333 | Device area door ventilated IP42 XF left, HxW=2000x600mm, grey | EDB | xEnergy Main | 642 | 1
| XSDFMRV2004 | Y7-284190 | 284190 | Compartment area door, F, ventilated, R, IP30, HxW=2000x425mm, grey | EDB | xEnergy Main | 413.1 | 1
| XSDFMRV2004-SOND-RAL* | Y7-122238 | 122238 | Comp.area door, F, ventilated, R, IP30, HxW=2000x425mm, special color | EDB | xEnergy Main | 524 | 1
| XSDFMRV2006 | Y7-284191 | 284191 | Compartment area door, F, ventilated, R, IP30, HxW=2000x600mm, grey | EDB | xEnergy Main | 499.5 | 1
| XSDFMRV2006-SOND-RAL* | Y7-122239 | 122239 | Comp.area door, F, ventilated, R, IP30, HxW=2000x600mm, special color | EDB | xEnergy Main | 634 | 1
| XSDFMRV42004 | Y7-178325 | 178325 | Device area door, ventilated, IP42, XF, right, HxW=2000x425mm, grey | EDB | xEnergy Main | 541 | 1
| XSDFMRV42004-SOND-RAL* | Y7-178364 | 178364 | Device area door ventilated IP42 XF right, HxW=2000x425mm, special color | EDB | xEnergy Main | 1028 | 1
| XSDFMRV42006 | Y7-178326 | 178326 | Device area door, ventilated, IP42, XF, right, HxW=2000x600mm, grey | EDB | xEnergy Main | 642 | 1
| XSDFV3L-20/02 | Y7-193092 | 193092 | Cable are door IP31 left 800/600/200 | EDB | xEnergy Main | 337.1 | 1
| XSDFV3L-20/0375 | Y7-193095 | 193095 | Cable compartment door field 800/425+375 IP31 le | EDB | xEnergy Main | 405.1 | 1
| XSDFV3L-20/06 | Y7-193100 | 193100 | Door for cable area, IP31, left open, D=1200 mm / 600+600 mm | EDB | xEnergy Main | 509 | 1
| XSDFV3L-20/08 | Y7-193105 | 193105 | Cable area door IP31 left 1200/425/775 | EDB | xEnergy Main | 588 | 1
| XSDFV3R-20/02 | Y7-193093 | 193093 | Cable are door IP31 right 800/600/200 | EDB | xEnergy Main | 340 | 1
| XSDFV3R-20/0375 | Y7-193096 | 193096 | Cable area door IP31 right 800/425/375 | EDB | xEnergy Main | 403.8 | 1
| XSDFV3R-20/06 | Y7-193101 | 193101 | Door for cable area, IP31, right open, D=1200 mm / 600+600 mm | EDB | xEnergy Main | 509 | 1
| XSDFV3R-20/08 | Y7-193106 | 193106 | Cable area door IP31 right 1200/425/775 | EDB | xEnergy Main | 588 | 1
| XSDFV4L-20/0375 | Y7-193097 | 193097 | Cable compartment door field 800/425+375 IP42 le | EDB | xEnergy Main | 509 | 1
| XSDFV4L-20/06 | Y7-193102 | 193102 | Cable compartment door field 1200/600+600 IP42 le | EDB | xEnergy Main | 650 | 1
| XSDFV4L-20/08 | Y7-193107 | 193107 | Cable area door IP42 left 1200/425/775 | EDB | xEnergy Main | 771 | 1
| XSDFV4R-20/0375 | Y7-193098 | 193098 | Cable area door IP42 right 800/425/375 | EDB | xEnergy Main | 513 | 1
| XSDFV4R-20/06 | Y7-193103 | 193103 | Cable compartment door field 1200/600+600 IP42 ri | EDB | xEnergy Main | 653 | 1
| XSDFV4R-20/08 | Y7-193108 | 193108 | Cable area door IP42 right 1200/425/775 | EDB | xEnergy Main | 771 | 1
| XSDMC0304 | Y7-166747 | 166747 | Door to switchgear area, closed, IP55, HxW=300x425mm, grey | EDB | xEnergy Main | 190.2 | 1
| XSDMC0306 | Y7-166749 | 166749 | Door to switchgear area, closed, IP55, HxW=300x600mm, grey | EDB | xEnergy Main | 210 | 1
| XSDMC0308 | Y7-132916 | 132916 | Door to switchgear area, closed, IP55, HxW=300x800mm, grey | EDB | xEnergy Main | 237.2 | 1
| XSDMC0308-SOND-RAL* | Y7-132919 | 132919 | Door to switchgear area, closed, IP55, HxW=300x800mm, special color | EDB | xEnergy Main | 301.1 | 1
| XSDMC0310-S | Y7-167571 | 167571 | Door to switchgear area, closed, IP55, HxW=300x1000mm, grey | EDB | xEnergy Main | 382.4 | 1
| XSDMC0311-S | Y7-167573 | 167573 | Door to switchgear area, closed, IP55, HxW=300x1100mm, grey | EDB | xEnergy Main | 385.5 | 1
| XSDMC03135-S | Y7-167575 | 167575 | Door to switchgear area, closed, IP55, HxW=300x1350mm, grey | EDB | xEnergy Main | 423 | 1
| XSDMC03504 | Y7-166746 | 166746 | Door to switchgear area, closed, IP55, HxW=300x425mm, grey | EDB | xEnergy Main | 193.6 | 1
| XSDMC03506 | Y7-166748 | 166748 | Door to switchgear area, closed, IP55, HxW=300x600mm, grey | EDB | xEnergy Main | 217.8 | 1
| XSDMC03508 | Y7-132917 | 132917 | Door to switchgear area, closed, IP55, HxW=350x800mm, grey | EDB | xEnergy Main | 246.8 | 1
| XSDMC03508-S | Y7-132918 | 132918 | Door to switchgear area, closed, divided, IP55, HxW=350x800mm, grey | EDB | xEnergy Main | 366.5 | 1
| XSDMC03508-SOND-RAL* | Y7-132920 | 132920 | Door to switchgear area, closed, IP55, HxW=350x800mm, special color | EDB | xEnergy Main | 313.2 | 1
| XSDMC03508-S-SOND-RAL* | Y7-132921 | 132921 | Door to switchgear area, closed, divided, IP55, HxW=350x800mm, special color | EDB | xEnergy Main | 465.2 | 1
| XSDMC03510-S | Y7-167570 | 167570 | Door to switchgear area, closed, IP55, HxW=350x1000mm, grey | EDB | xEnergy Main | 397.9 | 1
| XSDMC03511-S | Y7-167572 | 167572 | Door to switchgear area, closed, IP55, HxW=350x1100mm, grey | EDB | xEnergy Main | 400 | 1
| XSDMC035135-S | Y7-167574 | 167574 | Door to switchgear area, closed, IP55, HxW=350x1350mm, grey | EDB | xEnergy Main | 440 | 1
| XSDMC04508 | Y7-171678 | 171678 | Door to switchgear area, grey | EDB | xEnergy Main | 266.3 | 1
| XSDMC0604 | Y7-284194 | 284194 | Door to switchgear area, closed, IP55, HxW=600x425mm, grey | EDB | xEnergy Main | 203.5 | 1
| XSDMC-0604 | Y7-193277 | 193277 | Door to switchgear area, closed, IP55, HxW=150x425mm | EDB | xEnergy Main | 165 | 1
| XSDMC0604-1-144 | Y7-112327 | 112327 | Door to switchgear area, Meter 144x144, HxW=600x425mm, grey | EDB | xEnergy Main | 252.4 | 1
| XSDMC0604-1-144-SOND-RAL* | Y7-122612 | 122612 | Door to switchgear area, Meter 144x144, HxW=600x425mm, special color | EDB | xEnergy Main | 320.2 | 1
| XSDMC0604-1-96 | Y7-112317 | 112317 | Door to switchgear area, Meter 96x96, HxW=600x425mm, grey | EDB | xEnergy Main | 250.1 | 1
| XSDMC0604-1-96-SOND-RAL* | Y7-122607 | 122607 | Door to switchgear area, Meter 96x96, HxW=600x425mm, special color | EDB | xEnergy Main | 317.4 | 1
| XSDMC0604-SOND-RAL* | Y7-122240 | 122240 | Door to switchgear area, closed, IP55, HxW=600x425mm, special color | EDB | xEnergy Main | 258.1 | 1
| XSDMC0606 | Y7-284195 | 284195 | Door to switchgear area, closed, IP55, HxW=600x600mm, grey | EDB | xEnergy Main | 230 | 1
| XSDMC-0606 | Y7-192624 | 192624 | Door to switchgear area, closed, IP55, HxW=150x600mm | EDB | xEnergy Main | 177.7 | 1
| XSDMC0606-1-144 | Y7-112328 | 112328 | Door to switchgear area, Meter 144x144, HxW=600x600mm, grey | EDB | xEnergy Main | 279.6 | 1
| XSDMC0606-1-144-SOND-RAL* | Y7-122613 | 122613 | Door to switchgear area, Meter 144x144, HxW=600x600mm, special color | EDB | xEnergy Main | 354.7 | 1
| XSDMC0606-1-96 | Y7-112318 | 112318 | Door to switchgear area, Meter 96x96, HxW=600x600mm, grey | EDB | xEnergy Main | 273.5 | 1
| XSDMC0606-1-96-SOND-RAL* | Y7-122608 | 122608 | Door to switchgear area, Meter 96x96, HxW=600x600mm, special color | EDB | xEnergy Main | 346.9 | 1
| XSDMC0606-SOND-RAL* | Y7-122241 | 122241 | Door to switchgear area, closed, IP55, HxW=600x600mm, special color | EDB | xEnergy Main | 312.3 | 1
| XSDMC0608 | Y7-284196 | 284196 | Door to switchgear area, closed, IP55, HxW=600x800mm, grey | EDB | xEnergy Main | 259.7 | 1
| XSDMC-0608 | Y7-192625 | 192625 | Door to switchgear area, closed, IP55, HxW=150x800mm | EDB | xEnergy Main | 209.7 | 1
| XSDMC0608-1-144 | Y7-112329 | 112329 | Door to switchgear area, Meter 144x144, HxW=600x800mm, grey | EDB | xEnergy Main | 319.2 | 1
| XSDMC0608-1-144-SOND-RAL* | Y7-122614 | 122614 | Door to switchgear area, Meter 144x144, HxW=600x800mm, special color | EDB | xEnergy Main | 405.1 | 1
| XSDMC0608-1-96 | Y7-112319 | 112319 | Door to switchgear area, Meter 96x96, HxW=600x800mm | EDB | xEnergy Main | 319 | 1
| XSDMC0608-1-96-SOND-RAL* | Y7-122609 | 122609 | Door to switchgear area, Meter 96x96, HxW=600x800mm, special color | EDB | xEnergy Main | 404.8 | 1
| XSDMC0608-SOND-RAL* | Y7-122242 | 122242 | Door to switchgear area, closed, IP55, HxW=600x800mm, special color | EDB | xEnergy Main | 329.4 | 1
| XSDMC0610 | Y7-285506 | 285506 | Door to switchgear area, closed, IP55, HxW=600x1000mm, grey | EDB | xEnergy Main | 284.2 | 1
| XSDMC0610-1-144 | Y7-112330 | 112330 | Door to switchgear area, Meter 144x144, HxW=600x1000mm, grey | EDB | xEnergy Main | 361.5 | 1
| XSDMC0610-1-144-SOND-RAL* | Y7-122615 | 122615 | Door to switchgear area, Meter 144x144, HxW=600x1000mm, special color | EDB | xEnergy Main | 458.8 | 1
| XSDMC0610-1-96 | Y7-112320 | 112320 | Door to switchgear area, Meter 96x96, HxW=600x1000mm, grey | EDB | xEnergy Main | 362.5 | 1
| XSDMC0610-1-96-SOND-RAL* | Y7-122610 | 122610 | Door to switchgear area, Meter 96x96, HxW=600x1000mm, special color | EDB | xEnergy Main | 459.9 | 1
| XSDMC0610-SOND-RAL* | Y7-122374 | 122374 | Door to switchgear area, closed, IP55, HxW=600x1000mm, special color | EDB | xEnergy Main | 360.7 | 1
| XSDMC0611 | Y7-132995 | 132995 | Door to switchgear area, closed, IP55, HxW=600x1100mm, grey | EDB | xEnergy Main | 373.8 | 1
| XSDMC0611-1-144 | Y7-143328 | 143328 | Door to switchgear area, Meter 144x144, HxW=600x1100mm, grey | EDB | xEnergy Main | 358.4 | 1
| XSDMC0611-1-144-SOND-RAL* | Y7-143464 | 143464 | Door to switchgear area, Meter 144x144, HxW=600x1100mm, special color | EDB | xEnergy Main | 454.8 | 1
| XSDMC0611-1-96 | Y7-143329 | 143329 | Door to switchgear area, Meter 96x96, HxW=600x1100mm, grey | EDB | xEnergy Main | 358.2 | 1
| XSDMC0611-1-96-SOND-RAL* | Y7-143465 | 143465 | Door to switchgear area, Meter 96x96, HxW=600x1100mm, special color | EDB | xEnergy Main | 454.6 | 1
| XSDMC0611-SOND-RAL* | Y7-133043 | 133043 | Door to switchgear area, closed, IP55, HxW=600x1100mm, special color | EDB | xEnergy Main | 474.4 | 1
| XSDMC0612 | Y7-284197 | 284197 | Door to switchgear area, closed, IP55, HxW=600x1200mm, grey | EDB | xEnergy Main | 396 | 1
| XSDMC0612-1-144 | Y7-112331 | 112331 | Door to switchgear area, Meter 144x144, HxW=600x1200mm, grey | EDB | xEnergy Main | 393.6 | 1
| XSDMC0612-1-144-SOND-RAL* | Y7-122616 | 122616 | Door to switchgear area, Meter 144x144, HxW=600x1200mm, special color | EDB | xEnergy Main | 499.4 | 1
| XSDMC0612-1-96 | Y7-112321 | 112321 | Door to switchgear area, Meter 96x96, HxW=600x1200mm, grey | EDB | xEnergy Main | 386.2 | 1
| XSDMC0612-1-96-SOND-RAL* | Y7-122611 | 122611 | Door to switchgear area, Meter 96x96, HxW=600x1200mm, special color | EDB | xEnergy Main | 490 | 1
| XSDMC0612-SOND-RAL* | Y7-122243 | 122243 | Door to switchgear area, closed, IP55, HxW=600x1200mm, special color | EDB | xEnergy Main | 503 | 1
| XSDMC06135-1-144-S | Y7-143284 | 143284 | Door to switchgear area, Meter 144x144, HxW=600x1350mm, grey | EDB | xEnergy Main | 593 | 1
| XSDMC06135-1-144-S-SOND-RAL* | Y7-149195 | 149195 | Door to switchgear area, Meter 144x144, HxW=600x1350mm, special color | EDB | xEnergy Main | 750 | 1
| XSDMC06135-1-96-S | Y7-143285 | 143285 | Door to switchgear area, Meter 96x96, HxW=600x1350mm, grey | EDB | xEnergy Main | 593 | 1
| XSDMC06135-1-96-S-SOND-RAL* | Y7-149196 | 149196 | Door to switchgear area, Meter 96x96, HxW=600x1350mm, special color | EDB | xEnergy Main | 750 | 1
| XSDMC06135-S | Y7-132996 | 132996 | Door to switchgear area, closed, IP55, HxW=600x1350mm, grey | EDB | xEnergy Main | 610 | 1
| XSDMC06135-S-SOND-RAL* | Y7-133044 | 133044 | Door to switchgear area, closed, IP55, HxW=600x1350mm, special color | EDB | xEnergy Main | 773 | 1
| XSDMC-0804 | Y7-192845 | 192845 | Door to switchgear area, closed, IP55, HxW=200x425mm | EDB | xEnergy Main | 125.1 | 1
| XSDMC-0806 | Y7-192626 | 192626 | Door to switchgear area, closed, IP55, HxW=200x600mm | EDB | xEnergy Main | 139 | 1
| XSDMC-0808 | Y7-192627 | 192627 | Door to switchgear area, closed, IP55, HxW=200x800mm | EDB | xEnergy Main | 217.7 | 1
| XSDMC097506 | Y7-171644 | 171644 | Section door closed HxW=975x600mm, grey | EDB | xEnergy Main | 371.2 | 1
| XSDMC097508 | Y7-171645 | 171645 | Section door closed HxW=975x800mm, grey | EDB | xEnergy Main | 422.9 | 1
| XSDMC097508-SOND-RAL* | Y7-171653 | 171653 | Section door closed HxW=975x800mm, special color | EDB | xEnergy Main | 849 | 1
| XSDMC097510 | Y7-171646 | 171646 | Section door closed HxW=975x1000mm, grey | EDB | xEnergy Main | 477.5 | 1
| XSDMC097512 | Y7-171647 | 171647 | Section door closed HxW=975x1200mm, grey | EDB | xEnergy Main | 746 | 1
| XSDMC-1004 | Y7-192846 | 192846 | Door to switchgear area, closed, IP55, HxW=250x425mm | EDB | xEnergy Main | 182 | 1
| XSDMC-1006 | Y7-192628 | 192628 | Door to switchgear area, closed, IP55, HxW=250x600mm | EDB | xEnergy Main | 195.8 | 1
| XSDMC-1008 | Y7-192629 | 192629 | Door to switchgear area, closed, IP55, HxW=250x800mm | EDB | xEnergy Main | 232.9 | 1
| XSDMC-1204 | Y7-192847 | 192847 | Door to switchgear area, closed, IP55, HxW=300x425mm | EDB | xEnergy Main | 193.1 | 1
| XSDMC-1206 | Y7-192630 | 192630 | Door to switchgear area, closed, IP55, HxW=300x600mm | EDB | xEnergy Main | 152.9 | 1
| XSDMC-1206-SOND-RAL* | Y7-302224 | 302224 | Door BS H=300 W=600 | EDB | xEnergy Main | 202.2 | 1
| XSDMC-1208 | Y7-192631 | 192631 | Door to switchgear area, closed, IP55, HxW=300x800mm | EDB | xEnergy Main | 243.4 | 1
| XSDMC-1404 | Y7-193278 | 193278 | Door to switchgear area, closed, IP55, HxW=350x425mm | EDB | xEnergy Main | 196 | 1
| XSDMC-1406 | Y7-192632 | 192632 | Door to switchgear area, closed, IP55, HxW=350x600mm | EDB | xEnergy Main | 218.7 | 1
| XSDMC-1408 | Y7-192633 | 192633 | Door to switchgear area, closed, IP55, HxW=350x800mm | EDB | xEnergy Main | 253.8 | 1
| XSDMC-1604 | Y7-193279 | 193279 | Door to switchgear area, closed, IP55, HxW=400x425mm | EDB | xEnergy Main | 201.4 | 1
| XSDMC-1606 | Y7-192634 | 192634 | Door to switchgear area, closed, IP55, HxW=400x600mm | EDB | xEnergy Main | 220.1 | 1
| XSDMC-1606-SOND-RAL* | Y7-302236 | 302236 | Door BS H=400 W=600 | EDB | xEnergy Main | 201.9 | 1
| XSDMC-1608 | Y7-192635 | 192635 | Door to switchgear area, closed, IP55, HxW=400x800mm | EDB | xEnergy Main | 246.7 | 1
| XSDMC-1804 | Y7-193280 | 193280 | Door to switchgear area, closed, IP55, HxW=450x425mm | EDB | xEnergy Main | 230.2 | 1
| XSDMC-1806 | Y7-192636 | 192636 | Door to switchgear area, closed, IP55, HxW=450x600mm | EDB | xEnergy Main | 258.1 | 1
| XSDMC-1808 | Y7-192637 | 192637 | Door to switchgear area, closed, IP55, HxW=450x800mm | EDB | xEnergy Main | 296.7 | 1
| XSDMC2003 | Y7-177086 | 177086 | Door to switchgear area, closed, HxW=2000x300mm, IP55, grey | EDB | xEnergy Main | 369 | 1
| XSDMC2004 | Y7-284198 | 284198 | Door to switchgear area, closed, IP55, HxW=2000x425mm, grey | EDB | xEnergy Main | 358.1 | 1
| XSDMC-2004 | Y7-193281 | 193281 | Door to switchgear area, closed, IP55, HxW=500x425mm | EDB | xEnergy Main | 236.9 | 1
| XSDMC2004-SOND-RAL* | Y7-122244 | 122244 | Door to switchgear area, closed, IP55, HxW=2000x425mm, special color | EDB | xEnergy Main | 486.1 | 1
| XSDMC2006 | Y7-284199 | 284199 | Door to switchgear area, closed, IP55, HxW=2000x600mm, grey | EDB | xEnergy Main | 411.7 | 1
| XSDMC-2006 | Y7-192638 | 192638 | Door to switchgear area, closed, IP55, HxW=500x600mm | EDB | xEnergy Main | 266.4 | 1
| XSDMC2006-SOND-RAL* | Y7-122245 | 122245 | Door to switchgear area, closed, IP55, HxW=2000x600mm, special color | EDB | xEnergy Main | 559 | 1
| XSDMC2008 | Y7-284200 | 284200 | Door to switchgear area, closed, IP55, HxW=2000x800mm, grey | EDB | xEnergy Main | 498.6 | 1
| XSDMC-2008 | Y7-192639 | 192639 | Door to switchgear area, closed, IP55, HxW=500x800mm | EDB | xEnergy Main | 306.9 | 1
| XSDMC20085-SOND-RAL* | Y7-143466 | 143466 | Door to switchgear area, closed, IP55, HxW=2000x850mm, special color | EDB | xEnergy Main | 682 | 1
| XSDMC2008-SOND-RAL* | Y7-122246 | 122246 | Door to switchgear area, closed, IP55, HxW=2000x800mm, special color | EDB | xEnergy Main | 677 | 1
| XSDMC2010 | Y7-284201 | 284201 | Door to switchgear area, closed, IP55, HxW=2000x1000mm, grey | EDB | xEnergy Main | 581 | 1
| XSDMC2010-S | Y7-132952 | 132952 | Door to switchgear area, 2-wings, closed, IP55, for HxW=2000x1000mm, grey | EDB | xEnergy Main | 692 | 1
| XSDMC2010-SOND-RAL* | Y7-122247 | 122247 | Door to switchgear area, closed, IP55, HxW=2000x1000mm, special color | EDB | xEnergy Main | 738 | 1
| XSDMC2010-S-SOND-RAL* | Y7-171669 | 171669 | Door to switchgear area, closed, divided, IP55, HxW=2000x1000mm, special color | EDB | xEnergy Main | 2213 | 1
| XSDMC2011-S | Y7-143331 | 143331 | Door to switchgear area, closed, IP55, HxW=2000x1100mm, grey | EDB | xEnergy Main | 693 | 1
| XSDMC2011-S-SOND-RAL* | Y7-143467 | 143467 | Door to switchgear area, closed, IP55, HxW=2000x1100mm, special color | EDB | xEnergy Main | 881 | 1
| XSDMC2012-S | Y7-284202 | 284202 | Door to switchgear area, closed, IP55, HxW=2000x1200mm, grey | EDB | xEnergy Main | 740 | 1
| XSDMC2012-S-SOND-RAL* | Y7-122248 | 122248 | Door to switchgear area, closed, IP55, HxW=2000x1200mm, special color | EDB | xEnergy Main | 939 | 1
| XSDMC20135-S | Y7-143332 | 143332 | Door to switchgear area, closed, IP55, HxW=2000x1350mm, grey | EDB | xEnergy Main | 822 | 1
| XSDMC20135-S-SOND-RAL* | Y7-143468 | 143468 | Door to switchgear area, closed, IP55, HxW=2000x1350mm, special color | EDB | xEnergy Main | 1042 | 1
| XSDMC-2404 | Y7-192848 | 192848 | Door to switchgear area, closed, IP55, HxW=600x425mm | EDB | xEnergy Main | 250.2 | 1
| XSDMC-2406 | Y7-192640 | 192640 | Door to switchgear area, closed, IP55, HxW=600x600mm | EDB | xEnergy Main | 278.5 | 1
| XSDMC-2406-SOND-RAL* | Y7-302249 | 302249 | Door BS H=600 W=600 | EDB | xEnergy Main | 261.8 | 1
| XSDMC-2408 | Y7-192641 | 192641 | Door to switchgear area, closed, IP55, HxW=600x800mm | EDB | xEnergy Main | 326.1 | 1
| XSDMC-3204 | Y7-192849 | 192849 | Door to switchgear area, closed, IP55, HxW=800x425mm | EDB | xEnergy Main | 282.4 | 1
| XSDMC-3206 | Y7-192642 | 192642 | Door to switchgear area, closed, IP55, HxW=800x600mm | EDB | xEnergy Main | 322.7 | 1
| XSDMC-3208 | Y7-192643 | 192643 | Door to switchgear area, closed, IP55, HxW=800x800mm | EDB | xEnergy Main | 371.5 | 1
| XSDMC-4004 | Y7-192850 | 192850 | Door to switchgear area, closed, IP55, HxW=1000x425mm | EDB | xEnergy Main | 327.3 | 1
| XSDMC-4006 | Y7-192644 | 192644 | Door to switchgear area, closed, IP55, HxW=1000x600mm | EDB | xEnergy Main | 369 | 1
| XSDMC-4008 | Y7-192645 | 192645 | Door to switchgear area, closed, IP55, HxW=1000x800mm | EDB | xEnergy Main | 431.2 | 1
| XSDMC-4804 | Y7-192851 | 192851 | Door to switchgear area, closed, IP55, HxW=1200x425mm | EDB | xEnergy Main | 364.4 | 1
| XSDMC-4806 | Y7-192646 | 192646 | Door to switchgear area, closed, IP55, HxW=1200x600mm | EDB | xEnergy Main | 409.8 | 1
| XSDMC-4806-SOND-RAL* | Y7-302260 | 302260 | Door BS H=1200 W=600 | EDB | xEnergy Main | 367.3 | 1
| XSDMC-4808 | Y7-192647 | 192647 | Door to switchgear area, closed, IP55, HxW=1200x800mm | EDB | xEnergy Main | 485.4 | 1
| XSDMC-5604 | Y7-192852 | 192852 | Door to switchgear area, closed, IP55, HxW=1400x425mm | EDB | xEnergy Main | 386.1 | 1
| XSDMC-5606 | Y7-192648 | 192648 | Door to switchgear area, closed, IP55, HxW=1400x600mm | EDB | xEnergy Main | 440.9 | 1
| XSDMC-5608 | Y7-192649 | 192649 | Door to switchgear area, closed, IP55, HxW=1400x800mm | EDB | xEnergy Main | 524 | 1
| XSDMC-6404 | Y7-192853 | 192853 | Door to switchgear area, closed, IP55, HxW=1600x425mm | EDB | xEnergy Main | 418.4 | 1
| XSDMC-6406 | Y7-192650 | 192650 | Door to switchgear area, closed, IP55, HxW=1600x600mm | EDB | xEnergy Main | 482.8 | 1
| XSDMC-6408 | Y7-192651 | 192651 | Door to switchgear area, closed, IP55, HxW=1600x800mm | EDB | xEnergy Main | 573 | 1
| XSDMCB-3904 | Y7-192835 | 192835 | Door to switchgear area, closed, IP55, HxW=975x425mm, bottom | EDB | xEnergy Main | 277.3 | 1
| XSDMCB-3906 | Y7-192839 | 192839 | Door to switchgear area, closed, IP55, HxW=975x600mm, bottom | EDB | xEnergy Main | 321.4 | 1
| XSDMCB-3908 | Y7-192843 | 192843 | Door to switchgear area, closed, IP55, HxW=975x800mm, bottom | EDB | xEnergy Main | 379.7 | 1
| XSDMCT-3904 | Y7-192836 | 192836 | Door to switchgear area, closed, IP55, HxW=975x425mm, top | EDB | xEnergy Main | 275 | 1
| XSDMCT-3906 | Y7-192840 | 192840 | Door to switchgear area, closed, IP55, HxW=975x600mm, top | EDB | xEnergy Main | 317.9 | 1
| XSDMCT-3908 | Y7-192844 | 192844 | Door to switchgear area, closed, IP55, HxW=975x800mm, top | EDB | xEnergy Main | 375 | 1
| XSDMD1612-2 | Y7-188000 | 188000 | glass door H=1600 W=1200 | EDB | xEnergy Main | 901 | 1
| XSDMD2004 | Y7-284203 | 284203 | Door to switchgear area, transparent, IP55, HxW=2000x400mm, grey | EDB | xEnergy Main | 501 | 1
| XSDMD2004-SOND-RAL* | Y7-122249 | 122249 | Door to switchgear area, transparent, IP55, HxW=2000x400mm, special color | EDB | xEnergy Main | 635 | 1
| XSDMD2006 | Y7-284204 | 284204 | Door to switchgear area, transparent, IP55, HxW=2000x600mm, grey | EDB | xEnergy Main | 596 | 1
| XSDMD2006-SOND-RAL* | Y7-122250 | 122250 | Door to switchgear area, transparent, IP55, HxW=2000x600mm, special color | EDB | xEnergy Main | 756 | 1
| XSDMD2008 | Y7-284701 | 284701 | Door to switchgear area, transparent, IP55, HxW=2000x800mm, grey | EDB | xEnergy Main | 702 | 1
| XSDMD20085-SOND-RAL* | Y7-143469 | 143469 | Door to switchgear area, transparent, IP55, HxW=2000x850mm, special color | EDB | xEnergy Main | 918 | 1
| XSDMD2008-SOND-RAL* | Y7-122358 | 122358 | Door to switchgear area, transparent, IP55, HxW=2000x800mm, special color | EDB | xEnergy Main | 890 | 1
| XSDMD2010-S | Y7-143334 | 143334 | Door to switchgear area, transparent, IP55, HxW=2000x1000mm, grey | EDB | xEnergy Main | 1000 | 1
| XSDMD2010-S-SOND-RAL* | Y7-143470 | 143470 | Door to switchgear area, transparent, IP55, HxW=2000x1000mm, special color | EDB | xEnergy Main | 1268 | 1
| XSDMD2011-S | Y7-143335 | 143335 | Door to switchgear area, transparent, IP55, HxW=2000x1100mm, grey | EDB | xEnergy Main | 1041 | 1
| XSDMD2011-S-SOND-RAL* | Y7-143471 | 143471 | Door to switchgear area, transparent, IP55, HxW=2000x1100mm, special color | EDB | xEnergy Main | 1320 | 1
| XSDMD2012-S | Y7-143336 | 143336 | Door to switchgear area, transparent, IP55, HxW=2000x1200mm, grey | EDB | xEnergy Main | 1105 | 1
| XSDMD2012-S-SOND-RAL* | Y7-143472 | 143472 | Door to switchgear area, transparent, IP55, HxW=2000x1200mm, special color | EDB | xEnergy Main | 1402 | 1
| XSDMD20135-S | Y7-143337 | 143337 | Door to switchgear area, transparent, IP55, HxW=2000x1350mm, grey | EDB | xEnergy Main | 1181 | 1
| XSDMD20135-S-SOND-RAL* | Y7-143473 | 143473 | Door to switchgear area, transparent, IP55, HxW=2000x1350mm, special color | EDB | xEnergy Main | 1498 | 1
| XSDMLV0604 | Y7-284205 | 284205 | Door to switchgear area, ventilated, IP30, left, HxW=600x425mm, grey | EDB | xEnergy Main | 202.2 | 1
| XSDMLV0604-SOND-RAL* | Y7-122251 | 122251 | Door to switchgear area, ventilated, L, IP30, HxW=600x425mm, special color | EDB | xEnergy Main | 256.7 | 1
| XSDMLV0606 | Y7-284206 | 284206 | Door to switchgear area, ventilated, IP30, left, HxW=600x600mm, grey | EDB | xEnergy Main | 235.5 | 1
| XSDMLV0606-SOND-RAL* | Y7-122252 | 122252 | Door to switchgear area, ventilated, L, IP30, HxW=600x600mm, special color | EDB | xEnergy Main | 298.8 | 1
| XSDMLV0608 | Y7-284207 | 284207 | Door to switchgear area, ventilated, IP30, left, HxW=600x800mm, grey | EDB | xEnergy Main | 270.7 | 1
| XSDMLV0608-SOND-RAL* | Y7-122253 | 122253 | Door to switchgear area, ventilated, L, IP30, HxW=600x800mm, special color | EDB | xEnergy Main | 343.5 | 1
| XSDMLV0610 | Y7-285507 | 285507 | Door to switchgear area, ventilated, IP30, left, HxW=600x1000mm, grey | EDB | xEnergy Main | 302.3 | 1
| XSDMLV0610-SOND-RAL* | Y7-122375 | 122375 | Door to switchgear area, ventilated, L, IP30, HxW=600x1000mm, special color | EDB | xEnergy Main | 383.7 | 1
| XSDMLV0611 | Y7-132999 | 132999 | Door to switchgear area, ventilated, L, IP30, HxW=600x1100mm, grey | EDB | xEnergy Main | 415.5 | 1
| XSDMLV0611-SOND-RAL* | Y7-133047 | 133047 | Door to switchgear area, ventilated, L, IP30, HxW=600x1100mm, special color | EDB | xEnergy Main | 527 | 1
| XSDMLV0612 | Y7-284208 | 284208 | Door to switchgear area, ventilated, IP30, left, HxW=600x1200mm, grey | EDB | xEnergy Main | 427.3 | 1
| XSDMLV0612-SOND-RAL* | Y7-122254 | 122254 | Door to switchgear area, ventilated, L, IP30, HxW=600x1200mm, special color | EDB | xEnergy Main | 542 | 1
| XSDMLV2003 | Y7-193071 | 193071 | Door to switchgear area, ventilated, IP31, left, HxW=2000x300mm | EDB | xEnergy Main | 369.4 | 1
| XSDMLV2004 | Y7-284209 | 284209 | Door to switchgear area, ventilated, IP30, left, HxW=2000x425mm, grey | EDB | xEnergy Main | 353.1 | 1
| XSDMLV2004-SOND-RAL* | Y7-122255 | 122255 | Door to switchgear area, ventilated, L, IP30, HxW=2000x425mm, special color | EDB | xEnergy Main | 448.1 | 1
| XSDMLV2006 | Y7-284210 | 284210 | Door to switchgear area, ventilated, IP30, left, HxW=2000x600mm, grey | EDB | xEnergy Main | 424.6 | 1
| XSDMLV2006-SOND-RAL* | Y7-122256 | 122256 | Door to switchgear area, ventilated, L, IP30, HxW=2000x600mm, special color | EDB | xEnergy Main | 538 | 1
| XSDMLV2008 | Y7-284211 | 284211 | Door to switchgear area, ventilated, IP30, left, HxW=2000x800mm, grey | EDB | xEnergy Main | 511 | 1
| XSDMLV20085-SOND-RAL* | Y7-143474 | 143474 | Door to switchgear area, ventilated, L, IP30, HxW=2000x850mm, special color | EDB | xEnergy Main | 801 | 1
| XSDMLV2008-SOND-RAL* | Y7-122257 | 122257 | Door to switchgear area, ventilated, L, IP30, HxW=2000x800mm, special color | EDB | xEnergy Main | 649 | 1
| XSDMLV2010 | Y7-284212 | 284212 | Door to switchgear area, ventilated, IP30, left, HxW=2000x1000mm, grey | EDB | xEnergy Main | 581 | 1
| XSDMLV2010-SOND-RAL* | Y7-122258 | 122258 | Door to switchgear area, ventilated, L, IP30, HxW=2000x1000mm, special color | EDB | xEnergy Main | 738 | 1
| XSDMLV40604 | Y7-178313 | 178313 | Device area door, ventilated, IP42, left, HxW=600x425mm, grey | EDB | xEnergy Main | 379.6 | 1
| XSDMLV40606 | Y7-178314 | 178314 | Device area door, ventilated, IP42, left, HxW=600x600mm, grey | EDB | xEnergy Main | 438.2 | 1
| XSDMLV40608 | Y7-178315 | 178315 | Device area door, ventilated, IP42, left, HxW=600x800mm, grey | EDB | xEnergy Main | 527 | 1
| XSDMLV40610 | Y7-178316 | 178316 | Device area door, ventilated, IP42, left, HxW=600x1000mm, grey | EDB | xEnergy Main | 670 | 1
| XSDMLV40611 | Y7-178317 | 178317 | Device area door, ventilated, IP42, left, HxW=600x1100mm, grey | EDB | xEnergy Main | 697 | 1
| XSDMLV40612 | Y7-178318 | 178318 | Device area door, ventilated, IP42, left, HxW=600x1200mm, grey | EDB | xEnergy Main | 734 | 1
| XSDMLV4097506 | Y7-178339 | 178339 | Box Solution door, ventilated, IP42, left, HxW=975x600mm, grey | EDB | xEnergy Main | 529 | 1
| XSDMLV4097508 | Y7-178340 | 178340 | Box Solution door, ventilated, IP42, left, HxW=975x800mm, grey | EDB | xEnergy Main | 621 | 1
| XSDMLV4097510 | Y7-178341 | 178341 | Box Solution door, ventilated, IP42, left, HxW=975x1000mm, grey | EDB | xEnergy Main | 791 | 1
| XSDMRV0604 | Y7-284214 | 284214 | Door to switchgear area, ventilated, right, IP30, HxW=600x425mm, grey | EDB | xEnergy Main | 202.5 | 1
| XSDMRV0604-SOND-RAL* | Y7-122260 | 122260 | Door to switchgear area, ventilated, right, IP30, HxW=600x425mm, special color | EDB | xEnergy Main | 257.1 | 1
| XSDMRV0606 | Y7-284215 | 284215 | Door to switchgear area, ventilated, right, IP30, HxW=600x600mm, grey | EDB | xEnergy Main | 244.8 | 1
| XSDMRV0606-SOND-RAL* | Y7-122261 | 122261 | Door to switchgear area, ventilated, right, IP30, HxW=600x600mm, special color | EDB | xEnergy Main | 310.7 | 1
| XSDMRV0608 | Y7-284216 | 284216 | Door to switchgear area, ventilated, right, IP30, HxW=600x800mm, grey | EDB | xEnergy Main | 272.8 | 1
| XSDMRV0608-SOND-RAL* | Y7-122262 | 122262 | Door to switchgear area, ventilated, right, IP30, HxW=600x800mm, special color | EDB | xEnergy Main | 346.3 | 1
| XSDMRV0610 | Y7-285508 | 285508 | Door to switchgear area, ventilated, right, IP30, HxW=600x1000mm, grey | EDB | xEnergy Main | 302.3 | 1
| XSDMRV0610-SOND-RAL* | Y7-122376 | 122376 | Door to switchgear area, ventilated, right, IP30, HxW=600x1000mm, special color | EDB | xEnergy Main | 383.7 | 1
| XSDMRV0611 | Y7-132997 | 132997 | Door to switchgear area, ventilated, right, IP30, HxW=600x1100mm, grey | EDB | xEnergy Main | 403.6 | 1
| XSDMRV0611-SOND-RAL* | Y7-133045 | 133045 | Door to switchgear area, ventilated, right, IP30, HxW=600x1100mm, special color | EDB | xEnergy Main | 512 | 1
| XSDMRV0612 | Y7-284217 | 284217 | Door to switchgear area, ventilated, right, IP30, HxW=600x1200mm, grey | EDB | xEnergy Main | 427.4 | 1
| XSDMRV0612-SOND-RAL* | Y7-122263 | 122263 | Door to switchgear area, ventilated, right, IP30, HxW=600x1200mm, special color | EDB | xEnergy Main | 543 | 1
| XSDMRV2003 | Y7-193072 | 193072 | Door to switchgear area, ventilated, right, IP30, HxW=1800x300mm | EDB | xEnergy Main | 369.4 | 1
| XSDMRV2004 | Y7-284218 | 284218 | Door to switchgear area, ventilated, right, IP30, HxW=2000x425mm, grey | EDB | xEnergy Main | 352.7 | 1
| XSDMRV2004-SOND-RAL* | Y7-122264 | 122264 | Door to switchgear area, ventilated, right, IP30, HxW=2000x425mm, special color | EDB | xEnergy Main | 447.4 | 1
| XSDMRV2006 | Y7-284219 | 284219 | Door to switchgear area, ventilated, right, IP30, HxW=2000x600mm, grey | EDB | xEnergy Main | 422.6 | 1
| XSDMRV2006-SOND-RAL* | Y7-122265 | 122265 | Door to switchgear area, ventilated, right, IP30, HxW=2000x600mm, special color | EDB | xEnergy Main | 536 | 1
| XSDMRV2008 | Y7-284220 | 284220 | Door to switchgear area, ventilated, right, IP30, HxW=2000x800mm, grey | EDB | xEnergy Main | 507 | 1
| XSDMRV20085-SOND-RAL* | Y7-143475 | 143475 | Door to switchgear area, ventilated, R, IP30, HxW=2000x850mm, special color | EDB | xEnergy Main | 800 | 1
| XSDMRV2008-SOND-RAL* | Y7-122266 | 122266 | Door to switchgear area, ventilated, right, IP30, HxW=2000x800mm, special color | EDB | xEnergy Main | 644 | 1
| XSDMRV2010 | Y7-284221 | 284221 | Door to switchgear area, ventilated, right, IP30, HxW=2000x1000mm, grey | EDB | xEnergy Main | 704 | 1
| XSDMRV2010-SOND-RAL* | Y7-122267 | 122267 | Door to switchgear area, ventilated, right, IP30, HxW=2000x1000mm, special color | EDB | xEnergy Main | 894 | 1
| XSDMRV40604 | Y7-178307 | 178307 | Device area door, ventilated, IP42, right, HxW=600x425mm, grey | EDB | xEnergy Main | 377.1 | 1
| XSDMRV40606 | Y7-178308 | 178308 | Device area door, ventilated, IP42, right, HxW=600x600mm, grey | EDB | xEnergy Main | 439.1 | 1
| XSDMRV40608 | Y7-178309 | 178309 | Device area door, ventilated, IP42, right, HxW=600x800mm, grey | EDB | xEnergy Main | 527 | 1
| XSDMRV40610 | Y7-178310 | 178310 | Device area door, ventilated, IP42, right, HxW=600x1000mm, grey | EDB | xEnergy Main | 670 | 1
| XSDMRV40611 | Y7-178311 | 178311 | Device area door, ventilated, IP42, right, HxW=600x1100mm, grey | EDB | xEnergy Main | 697 | 1
| XSDMRV40612 | Y7-178312 | 178312 | Device area door, ventilated, IP42, right, HxW=600x1200mm, grey | EDB | xEnergy Main | 717 | 1
| XSDMRV4097506 | Y7-178342 | 178342 | Box Solution door, ventilated, IP42, right, HxW=975x600mm, grey | EDB | xEnergy Main | 529 | 1
| XSDMRV4097508 | Y7-178343 | 178343 | Box Solution door, ventilated, IP42, right, HxW=975x800mm, grey | EDB | xEnergy Main | 621 | 1
| XSDMRV4097510 | Y7-178344 | 178344 | Box Solution door, ventilated, IP42, right, HxW=975x1000mm, grey | EDB | xEnergy Main | 784 | 1
| XSDMV06135-S | Y7-132998 | 132998 | Door to switchgear area, ventilated, R, IP30, HxW=600x1350mm | EDB | xEnergy Main | 653 | 1
| XSDMV06135-S-SOND-RAL* | Y7-133046 | 133046 | Door to switchgear area, ventilated, R, IP30, HxW=600x1350mm, special color | EDB | xEnergy Main | 828 | 1
| XSDMV097506 | Y7-171648 | 171648 | Section-wide door, ventilated, HxW=975x600mm, grey | EDB | xEnergy Main | 406 | 1
| XSDMV097508 | Y7-171649 | 171649 | Section door ventilated HxW=975x800mm, grey | EDB | xEnergy Main | 481.3 | 1
| XSDMV097510 | Y7-171650 | 171650 | Section door ventilated HxW=975x1000mm, grey | EDB | xEnergy Main | 566 | 1
| XSDMV097512 | Y7-171651 | 171651 | Section door ventilated HxW=975x1200mm, grey | EDB | xEnergy Main | 822 | 1
| XSDMV-130804-BF | Y7-193119 | 193119 | Door IP31 NZM1 3pol Single H200 W425 | EDB | xEnergy Main | 155 | 1
| XSDMV-130804-BF-PI | Y7-193127 | 193127 | Door IP31 NZM1 3pol W Single H200 W425 | EDB | xEnergy Main | 154.9 | 1
| XSDMV-130806-BF | Y7-193123 | 193123 | Door IP31 NZM1 3pol Single H200 W600 | EDB | xEnergy Main | 169.1 | 1
| XSDMV-130806-BF-PI | Y7-193131 | 193131 | Door IP31 NZM1 3pol W Single H200 W600 | EDB | xEnergy Main | 169.1 | 1
| XSDMV-140606-BF-2 | Y7-192720 | 192720 | Door for 2xNZM1, ventilated, IP31, W=600 | EDB | xEnergy Main | 291.1 | 1
| XSDMV-140606-BF-2-PI | Y7-192721 | 192721 | Door for 2xNZM1 Plug In, ventilated, IP31, W=600 | EDB | xEnergy Main | 294.7 | 1
| XSDMV-140608-BF-2 | Y7-192722 | 192722 | Door for 2xNZM1 , ventilated, IP31, W=800 | EDB | xEnergy Main | 322 | 1
| XSDMV-140608-BF-2-PI | Y7-192723 | 192723 | Door for 2xNZM1 Plug In, ventilated, IP31, W=800 | EDB | xEnergy Main | 321.3 | 1
| XSDMV2011-S | Y7-143340 | 143340 | Door to switchgear area, ventilated, IP30, HxW=2000x1100mm, grey | EDB | xEnergy Main | 889 | 1
| XSDMV2011-S-SOND-RAL* | Y7-143476 | 143476 | Door to switchgear area, ventilated, IP30, HxW=2000x1100mm, special color | EDB | xEnergy Main | 1129 | 1
| XSDMV2012-S | Y7-284213 | 284213 | Door to switchgear area, ventilated, L, IP30, HxW=2000x1200mm, grey | EDB | xEnergy Main | 749 | 1
| XSDMV2012-S-SOND-RAL* | Y7-122259 | 122259 | Door to switchgear area, ventilated, L, IP30, HxW=2000x1200mm, special color | EDB | xEnergy Main | 952 | 1
| XSDMV20135-S | Y7-143341 | 143341 | Door to switchgear area, ventilated, IP30, HxW=2000x1350mm, grey | EDB | xEnergy Main | 1000 | 1
| XSDMV20135-S-SOND-RAL* | Y7-143477 | 143477 | Door to switchgear area, ventilated, IP30, HxW=2000x1350mm, special color | EDB | xEnergy Main | 1268 | 1
| XSDMV-230804-BF | Y7-193120 | 193120 | Door IP31 NZM2 3pol Single H200 W425 | EDB | xEnergy Main | 155 | 1
| XSDMV-230804-BF-PI | Y7-193128 | 193128 | Door IP31 NZM2 3pol W Single H200 W425 | EDB | xEnergy Main | 154.9 | 1
| XSDMV-240806-BF | Y7-192724 | 192724 | Door for NZM2 , ventilated, IP31, W=600 | EDB | xEnergy Main | 189.4 | 1
| XSDMV-240806-BF-2 | Y7-192613 | 192613 | Door for 2xNZM2, ventilated, IP31, W=600 | EDB | xEnergy Main | 310.8 | 1
| XSDMV-240806-BF-PI | Y7-192610 | 192610 | Door for NZM2 Plug In, ventilated, IP31, W=600 | EDB | xEnergy Main | 190.6 | 1
| XSDMV-240808-BF | Y7-192611 | 192611 | Door for NZM2 , ventilated, IP31, W=800 | EDB | xEnergy Main | 222.6 | 1
| XSDMV-240808-BF-2 | Y7-192614 | 192614 | Door for 2xNZM2, ventilated, IP31, W=800 | EDB | xEnergy Main | 345.7 | 1
| XSDMV-240808-BF-2-PI | Y7-192615 | 192615 | Door for 2xNZM2 Plug In, ventilated, IP31, W=800 | EDB | xEnergy Main | 342.5 | 1
| XSDMV-240808-BF-PI | Y7-192612 | 192612 | Door for NZM2 Plug In, ventilated, IP31, W=800 | EDB | xEnergy Main | 219.2 | 1
| XSDMV-241204-BF | Y7-193121 | 193121 | Door IP31 NZM2 4pol Single H300 W425 | EDB | xEnergy Main | 171.8 | 1
| XSDMV-241204-BF-PI | Y7-193129 | 193129 | Door IP31 NZM2 4pol W Single H300 W425 | EDB | xEnergy Main | 171.9 | 1
| XSDMV-241206-BF | Y7-193124 | 193124 | Door IP31 NZM2 4pol Single H300 W600 | EDB | xEnergy Main | 193.6 | 1
| XSDMV-241206-BF-PI | Y7-193132 | 193132 | Door IP31 NZM2 4pol W Single H300 W600 | EDB | xEnergy Main | 193.6 | 1
| XSDMV3-3904 | Y7-192833 | 192833 | Door to switchgear area, ventilated, I315, HxW=975x425mm, bottom | EDB | xEnergy Main | 282.3 | 1
| XSDMV3-3906 | Y7-192837 | 192837 | Door to switchgear area, ventilated, I315, HxW=975x600mm, bottom | EDB | xEnergy Main | 329.1 | 1
| XSDMV3-3908 | Y7-192841 | 192841 | Door to switchgear area, ventilated, I315, HxW=975x800mm, bottom | EDB | xEnergy Main | 389.1 | 1
| XSDMV-341006-BF-400 | Y7-192616 | 192616 | Door for NZM3/400A , ventilated, IP31, W=600 | EDB | xEnergy Main | 206.4 | 1
| XSDMV-341006-BF-400-PI | Y7-192617 | 192617 | Door for NZM3/400A Plug In, ventilated, IP31, W=600 | EDB | xEnergy Main | 235.9 | 1
| XSDMV-341008-BF-400 | Y7-192618 | 192618 | Door for NZM3/400A , ventilated, IP31, W=800 | EDB | xEnergy Main | 241.3 | 1
| XSDMV-341008-BF-400-PI | Y7-192621 | 192621 | Door for NZM3/630A Plug In, ventilated, IP31, W=600 | EDB | xEnergy Main | 270.6 | 1
| XSDMV-341206-BF | Y7-193125 | 193125 | Door IP31 NZM3 4pol Single H300 W600 | EDB | xEnergy Main | 193.6 | 1
| XSDMV-341206-BF-PI | Y7-193133 | 193133 | Door IP31 NZM3 4pol W Single H300 W600 | EDB | xEnergy Main | 201 | 1
| XSDMV-341406-BF-630 | Y7-192619 | 192619 | Door for NZM3/630A , ventilated, IP31, W=600 | EDB | xEnergy Main | 231.7 | 1
| XSDMV-341408-BF-630 | Y7-192620 | 192620 | Door for NZM3/630A , ventilated, IP31, W=800 | EDB | xEnergy Main | 270.6 | 1
| XSDMV-342006-BF | Y7-193126 | 193126 | Door IP31 NZM3 4pol Single H500 W600 | EDB | xEnergy Main | 220.8 | 1
| XSDMV-342006-BF-PI | Y7-193134 | 193134 | Door IP31 NZM3 4pol W Single H500 W600 | EDB | xEnergy Main | 236.2 | 1
| XSDMV-342404-BF | Y7-193122 | 193122 | Door IP31 NZM3 4pol Single H600 W425 | EDB | xEnergy Main | 230.7 | 1
| XSDMV-342404-BF-PI | Y7-193130 | 193130 | Door IP31 NZM3 4pol W Single H600 W425 | EDB | xEnergy Main | 240.2 | 1
| XSDMV406135-S | Y7-178319 | 178319 | Device area door, ventilated, IP42, double wing, HxW=600x1350mm, grey | EDB | xEnergy Main | 939 | 1
| XSDMV4097512-S | Y7-178345 | 178345 | Box Solution door, ventilated, IP42, splitted, HxW=975x1200mm, grey | EDB | xEnergy Main | 1035 | 1
| XSDMV4-3904 | Y7-192834 | 192834 | Door to switchgear area, ventilated, IP42, HxW=975x425mm, bottom | EDB | xEnergy Main | 320.5 | 1
| XSDMV4-3906 | Y7-192838 | 192838 | Door to switchgear area, ventilated, IP42, HxW=975x600mm, bottom | EDB | xEnergy Main | 370 | 1
| XSDMV4-3908 | Y7-192842 | 192842 | Door to switchgear area, ventilated, IP42, HxW=975x800mm, bottom | EDB | xEnergy Main | 428.2 | 1
| XSDMV-441808-BF | Y7-192622 | 192622 | Door for NZM4, ventilated, IP31, W=800 | EDB | xEnergy Main | 313.7 | 1
| XSDRCC20035 | Y7-184714 | 184714 | Cable connection area door, ventilated, for HxW = 2000 x 350 mm, IP55, grey | EDB | xEnergy Main | 394.4 | 1
| XSDRCC20055 | Y7-184717 | 184717 | Cable connection area door, ventilated, for HxW = 2000 x 550 mm, IP55, grey | EDB | xEnergy Main | 482.6 | 1
| XSDRCC20070 | Y7-302128 | 302128 | Connection Area Door for XR Sections IP55 H=2000 W=700 | EDB | xEnergy Main | 537 | 1
| XSDRCV320035 | Y7-184712 | 184712 | Cable connection area door, ventilated, for HxW = 2000 x 350 mm, IP31, grey | EDB | xEnergy Main | 400.6 | 1
| XSDRCV320055 | Y7-184715 | 184715 | Cable connection area door, ventilated, for HxW = 2000 x 550 mm, IP31, grey | EDB | xEnergy Main | 497.7 | 1
| XSDRCV320055-SOND-RAL* | Y7-184887 | 184887 | XR Door cableroom H=2000mm, W=600mm, IP31, special color | EDB | xEnergy Main | 399.4 | 1
| XSDRCV420035 | Y7-184713 | 184713 | Cable connection area door, ventilated, for HxW = 2000 x 350 mm, IP42, grey | EDB | xEnergy Main | 514 | 1
| XSDRCV420055 | Y7-184716 | 184716 | Cable connection area door, ventilated, for HxW = 2000 x 550 mm, IP42, grey | EDB | xEnergy Main | 629 | 1
| XSDRMC0125 | Y7-184689 | 184689 | XR-MCCB-PIFT door, closed, H = 125 mm, IP55, grey | EDB | xEnergy Main | 149.8 | 1
| XSDRMC0150 | Y7-302130 | 302130 | Closed Door XR-MCCB-PIFT H=150 | EDB | xEnergy Main | 140.7 | 1
| XSDRMC0150-QSA | Y7-193422 | 193422 | Module door, QSA, H=150mm | EDB | xEnergy Main | 142.1 | 1
| XSDRMC0150-QSA-DUAL | Y7-193423 | 193423 | Module door, QSA, H=150mm, double module | EDB | xEnergy Main | 266.2 | 1
| XSDRMC0175 | Y7-184692 | 184692 | XR-MCCB-PIFT door, closed, H = 175 mm, IP55, grey | EDB | xEnergy Main | 101.4 | 1
| XSDRMC0200 | Y7-302132 | 302132 | Closed Door XR-MCCB-PIFT H=200 | EDB | xEnergy Main | 146.8 | 1
| XSDRMC0200-QSA | Y7-193424 | 193424 | Module door, QSA, H=200mm | EDB | xEnergy Main | 148.1 | 1
| XSDRMC0200-QSA-BS | Y7-193426 | 193426 | Module door, QSA, H=200mm, British standard | EDB | xEnergy Main | 150.4 | 1
| XSDRMC0200-QSA-DUAL | Y7-193425 | 193425 | Module door, QSA, H=200mm, double module | EDB | xEnergy Main | 287.2 | 1
| XSDRMC0225 | Y7-184693 | 184693 | XR-MCCB-PIFT door, closed, H = 225 mm, IP55, grey | EDB | xEnergy Main | 149.5 | 1
| XSDRMC0250 | Y7-302133 | 302133 | Closed Door XR-MCCB-PIFT H=250 | EDB | xEnergy Main | 164.5 | 1
| XSDRMC0275 | Y7-184694 | 184694 | XR-MCCB-PIFT door, closed, H = 275 mm, IP55, grey | EDB | xEnergy Main | 173.3 | 1
| XSDRMC0325 | Y7-184695 | 184695 | XR-MCCB-PIFT door, closed, H = 325 mm, IP55, grey | EDB | xEnergy Main | 199.6 | 1
| XSDRMC0375 | Y7-184696 | 184696 | XR-MCCB-PIFT door, closed, H = 375 mm, IP55, grey | EDB | xEnergy Main | 180.8 | 1
| XSDRMC0425 | Y7-184697 | 184697 | XR-MCCB-PIFT door, closed, H = 425 mm, IP55, grey | EDB | xEnergy Main | 209.9 | 1
| XSDRMC0425-SOND-RAL* | Y7-184869 | 184869 | XR-MCCB-PIFT door, closed, H = 425 mm, IP55, special color | EDB | xEnergy Main | 191.8 | 1
| XSDRMC0450-QSA | Y7-193427 | 193427 | Module door, QSA, H=450mm | EDB | xEnergy Main | 215.3 | 1
| XSDRMC0525 | Y7-184698 | 184698 | XR-MCCB-PIFT door, closed, H = 525 mm, IP55, grey | EDB | xEnergy Main | 226.3 | 1
| XSDRMC0625 | Y7-184699 | 184699 | XR-MCCB-PIFT door, closed, H = 625 mm, IP55, grey | EDB | xEnergy Main | 251 | 1
| XSDRMC0725 | Y7-184700 | 184700 | XR-MCCB-PIFT door, closed, H = 725 mm, IP55, grey | EDB | xEnergy Main | 238.6 | 1
| XSDRMC0825 | Y7-184701 | 184701 | XR-MCCB-PIFT door, closed, H = 825 mm, IP55, grey | EDB | xEnergy Main | 260.5 | 1
| XSDRMC0975-B | Y7-184703 | 184703 | XR-MCCB-PIFT door, bottom, closed, H = 825 mm, IP55, grey | EDB | xEnergy Main | 298.5 | 1
| XSDRMC0975-T | Y7-184702 | 184702 | XR-MCCB-PIFT door, top, closed, H = 975 mm, IP55, grey | EDB | xEnergy Main | 298.4 | 1
| XSDRMC2000 | Y7-184710 | 184710 | XR-MCCB-PIFT door, closed, H = 2000 mm, IP55, grey | EDB | xEnergy Main | 533 | 1
| XSDRMD2000 | Y7-184711 | 184711 | XR-MCCB-PIFT door, transparent, H = 2000 mm, IP55, grey | EDB | xEnergy Main | 618 | 1
| XSDRMV30175 | Y7-184690 | 184690 | XR-MCCB-PIFT door, ventilated, H = 175 mm, IP31, grey | EDB | xEnergy Main | 144.3 | 1
| XSDRMV30825 | Y7-184704 | 184704 | XR-MCCB-PIFT door, ventilated, H = 825 mm, IP31, grey | EDB | xEnergy Main | 282.6 | 1
| XSDRMV30975-B | Y7-184705 | 184705 | XR-MCCB-PIFT door, bottom, ventilated, H = 975mm, IP31, grey | EDB | xEnergy Main | 305.2 | 1
| XSDRMV32000 | Y7-184708 | 184708 | XR-MCCB-PIFT door, ventilated, H = 2000 mm, IP31, grey | EDB | xEnergy Main | 536 | 1
| XSDRMV40175 | Y7-184691 | 184691 | XR-MCCB-PIFT door, ventilated, H = 175 mm, IP42, grey | EDB | xEnergy Main | 185.4 | 1
| XSDRMV40825 | Y7-184706 | 184706 | XR-MCCB-PIFT door, ventilated, H = 825 mm, IP42, grey | EDB | xEnergy Main | 323 | 1
| XSDRMV40975-B | Y7-184707 | 184707 | XR-MCCB-PIFT door, bottom, ventilated, H = 975 mm, IP42, grey | EDB | xEnergy Main | 349 | 1
| XSDRMV42000 | Y7-184709 | 184709 | XR-MCCB-PIFT door, ventilated, H = 2000 mm, IP42, grey | EDB | xEnergy Main | 569 | 1
| XSFB0302 | Y7-501297 | 501297 |  | EDB | xEnergy Main | 380.3 | 1
| XSFB0306 | Y7-177083 | 177083 | Basic frame, for WxD=300x600mm, grey | EDB | xEnergy Main | 469.2 | 1
| XSFB0308 | Y7-193061 | 193061 | Base Frame B300 T800 | EDB | xEnergy Main | 496.4 | 1
| XSFB0402 | Y7-150464 | 150464 | Basic frame, for WxD=425x200mm, grey | EDB | xEnergy Main | 413 | 1
| XSFB0404-SOND-RAL* | Y7-122274 | 122274 | Basic frame, for WxD=425x400mm, special color | EDB | xEnergy Main | 395.6 | 1
| XSFB0405 | Y7-132927 | 132927 | Basic frame, for WxD=425x500mm, grey | EDB | xEnergy Main | 349.3 | 1
| XSFB0406 | Y7-284232 | 284232 | Basic frame, for WxD=425x600mm, grey | EDB | xEnergy Main | 345.5 | 1
| XSFB0406-SOND-RAL* | Y7-122275 | 122275 | Basic frame, for WxD=425x600mm, special color | EDB | xEnergy Main | 468.9 | 1
| XSFB0408 | Y7-284233 | 284233 | Basic frame, for WxD=425x800mm, grey | EDB | xEnergy Main | 376.4 | 1
| XSFB0408-SOND-RAL* | Y7-122276 | 122276 | Basic frame, for WxD=425x800mm, special color | EDB | xEnergy Main | 477.6 | 1
| XSFB0602 | Y7-150465 | 150465 | Basic frame, for WxD=600x1000mm, grey | EDB | xEnergy Main | 430.9 | 1
| XSFB0602-SOND-RAL* | Y7-151687 | 151687 | Basic frame, for WxD=425x200mm, special color | EDB | xEnergy Main | 383.4 | 1
| XSFB0604-SOND-RAL* | Y7-122277 | 122277 | Basic frame, for WxD=600x400mm, special color | EDB | xEnergy Main | 427.2 | 1
| XSFB0605 | Y7-132929 | 132929 | Basic frame, for WxD=600x500mm, grey | EDB | xEnergy Main | 378.4 | 1
| XSFB0606 | Y7-284235 | 284235 | Basic frame, for WxD=600x600mm, grey | EDB | xEnergy Main | 371.4 | 1
| XSFB0606_BOTTOM_BULK_370915067 | Y7-180044 | 180044 | Frame Bottom W=600 D=600 | EDB | xEnergy Main | 151.4 | 1
| XSFB0606_TOP_BULK_370915167 | Y7-180050 | 180050 | Frame Top W=600 D=600 | EDB | xEnergy Main | 167.8 | 1
| XSFB0606-SOND-RAL* | Y7-122278 | 122278 | Basic frame, for WxD=600x600mm, special color | EDB | xEnergy Main | 504 | 1
| XSFB0608 | Y7-284236 | 284236 | Basic frame, for WxD=600x800mm, grey | EDB | xEnergy Main | 403.3 | 1
| XSFB0608_BOTTOM_BULK_370915072 | Y7-180047 | 180047 | Frame Bottom W=600 D=800 | EDB | xEnergy Main | 166.5 | 1
| XSFB0608_TOP_BULK_370915172 | Y7-180022 | 180022 | Frame Top W=600 D=800 | EDB | xEnergy Main | 208.4 | 1
| XSFB0608-SOND-RAL* | Y7-122279 | 122279 | Basic frame, for WxD=600x800mm, special color | EDB | xEnergy Main | 512 | 1
| XSFB06506 | Y7-174271 | 174271 | Basic frame, for WxD=650x600mm | EDB | xEnergy Main | 588 | 1
| XSFB0802 | Y7-150466 | 150466 | Basic frame, for WxD=800x200mm, grey | EDB | xEnergy Main | 347.3 | 1
| XSFB0802-SOND-RAL* | Y7-151688 | 151688 | Basic frame, for WxD=800x200mm, special color | EDB | xEnergy Main | 399.4 | 1
| XSFB0804-SOND-RAL* | Y7-122280 | 122280 | Basic frame, for WxD=800x400mm, special color | EDB | xEnergy Main | 461.5 | 1
| XSFB0805 | Y7-132931 | 132931 | Basic frame, for WxD=800x500mm, grey | EDB | xEnergy Main | 413.2 | 1
| XSFB0806 | Y7-284238 | 284238 | Basic frame, for WxD=800x600mm, grey | EDB | xEnergy Main | 399.6 | 1
| XSFB0806_BOTTOM_BULK_370915068 | Y7-180045 | 180045 | Frame Bottom W=800 D=600 | EDB | xEnergy Main | 161.7 | 1
| XSFB0806_TOP_BULK_370915168 | Y7-180051 | 180051 | Frame Top W=800 D=600 | EDB | xEnergy Main | 178 | 1
| XSFB0806-SOND-RAL* | Y7-122281 | 122281 | Basic frame, for WxD=800x600mm, special color | EDB | xEnergy Main | 542 | 1
| XSFB0808 | Y7-284239 | 284239 | Basic frame, for WxD=800x800mm, grey | EDB | xEnergy Main | 432.8 | 1
| XSFB0808_BOTTOM_BULK_370915073 | Y7-180048 | 180048 | Frame Bottom W=800 D=800 | EDB | xEnergy Main | 176.2 | 1
| XSFB0808_TOP_BULK_370915173 | Y7-180023 | 180023 | Frame Top W=800 D=800 | EDB | xEnergy Main | 208.4 | 1
| XSFB0808-SOND-RAL* | Y7-122282 | 122282 | Basic frame, for WxD=800x800mm, special color | EDB | xEnergy Main | 549 | 1
| XSFB08502 | Y7-150467 | 150467 | Basic frame, for WxD=850x200mm, grey | EDB | xEnergy Main | 461.7 | 1
| XSFB08503-SOND-RAL* | Y7-143478 | 143478 | Basic frame, for WxD=850x300mm, special color | EDB | xEnergy Main | 514 | 1
| XSFB08504-SOND-RAL* | Y7-143479 | 143479 | Basic frame, for WxD=850x400mm, special color | EDB | xEnergy Main | 477.4 | 1
| XSFB08505 | Y7-143344 | 143344 | Basic frame, for WxD=850x500mm, grey | EDB | xEnergy Main | 521 | 1
| XSFB08505-SOND-RAL* | Y7-143480 | 143480 | Basic frame, for WxD=850x500mm, special color | EDB | xEnergy Main | 661 | 1
| XSFB08506 | Y7-143345 | 143345 | Basic frame, for WxD=850x600mm, grey | EDB | xEnergy Main | 416.8 | 1
| XSFB08506-SOND-RAL* | Y7-143481 | 143481 | Basic frame, for WxD=850x600mm, special color | EDB | xEnergy Main | 560 | 1
| XSFB08508 | Y7-143346 | 143346 | Basic frame, for WxD=850x800mm, grey | EDB | xEnergy Main | 472.3 | 1
| XSFB08508-SOND-RAL* | Y7-143482 | 143482 | Basic frame, for WxD=850x800mm, special color | EDB | xEnergy Main | 565 | 1
| XSFB1002 | Y7-150468 | 150468 | Basic frame, for WxD=1000x200mm, grey | EDB | xEnergy Main | 493.2 | 1
| XSFB1002-SOND-RAL* | Y7-151690 | 151690 | Basic frame, for WxD=1000x200mm, special color | EDB | xEnergy Main | 431.4 | 1
| XSFB1004-SOND-RAL* | Y7-122283 | 122283 | Basic frame, for WxD=1000x400mm, special color | EDB | xEnergy Main | 525 | 1
| XSFB1005 | Y7-132933 | 132933 | Basic frame, for WxD=1000x500mm, grey | EDB | xEnergy Main | 444.6 | 1
| XSFB1006 | Y7-284241 | 284241 | Basic frame, for WxD=1000x600mm, grey | EDB | xEnergy Main | 450.5 | 1
| XSFB1006_BOTTOM_BULK_370915069 | Y7-180046 | 180046 | Frame Bottom W=1000 D=600 | EDB | xEnergy Main | 182.4 | 1
| XSFB1006_TOP_BULK_370915169 | Y7-180021 | 180021 | Frame Top W=1000 D=600 | EDB | xEnergy Main | 208.4 | 1
| XSFB1006-SOND-RAL* | Y7-122284 | 122284 | Basic frame, for WxD=1000x600mm, special color | EDB | xEnergy Main | 611 | 1
| XSFB1008 | Y7-284242 | 284242 | Basic frame, for WxD=1000x800mm, grey | EDB | xEnergy Main | 484.7 | 1
| XSFB1008_BOTTOM_BULK_370915074 | Y7-180049 | 180049 | Frame Bottom W=1000 D=800 | EDB | xEnergy Main | 197.7 | 1
| XSFB1008_TOP_BULK_370915174 | Y7-180024 | 180024 | Frame Top W=1000 D=800 | EDB | xEnergy Main | 214.9 | 1
| XSFB1008-SOND-RAL* | Y7-122285 | 122285 | Basic frame, for WxD=1000x800mm, special color | EDB | xEnergy Main | 615 | 1
| XSFB1102 | Y7-150469 | 150469 | Basic frame, for WxD=1100x200mm, grey | EDB | xEnergy Main | 492.8 | 1
| XSFB1103-SOND-RAL* | Y7-143483 | 143483 | Basic frame, for WxD=1100x300mm, special color | EDB | xEnergy Main | 550 | 1
| XSFB1104-SOND-RAL* | Y7-143484 | 143484 | Basic frame, for WxD=1100x400mm, special color | EDB | xEnergy Main | 557 | 1
| XSFB1105 | Y7-143349 | 143349 | Basic frame, for WxD=1100x500mm, grey | EDB | xEnergy Main | 560 | 1
| XSFB1105-SOND-RAL* | Y7-143485 | 143485 | Basic frame, for WxD=1100x500mm, special color | EDB | xEnergy Main | 710 | 1
| XSFB1106 | Y7-143350 | 143350 | Basic frame, for WxD=1100x600mm, grey | EDB | xEnergy Main | 451.9 | 1
| XSFB1106-SOND-RAL* | Y7-143486 | 143486 | Basic frame, for WxD=1100x600mm, special color | EDB | xEnergy Main | 573 | 1
| XSFB1108 | Y7-132991 | 132991 | Basic frame, for WxD=1100x800mm, grey | EDB | xEnergy Main | 521 | 1
| XSFB1108-SOND-RAL* | Y7-133039 | 133039 | Basic frame, for WxD=1100x800mm, special color | EDB | xEnergy Main | 618 | 1
| XSFB1202 | Y7-150480 | 150480 | Basic frame, for WxD=1200x200mm, grey | EDB | xEnergy Main | 504 | 1
| XSFB1202-SOND-RAL* | Y7-151692 | 151692 | Basic frame, for WxD=1200x200mm, special color | EDB | xEnergy Main | 463.3 | 1
| XSFB1205 | Y7-132936 | 132936 | Basic frame, for WxD=1200x500mm, grey | EDB | xEnergy Main | 477.4 | 1
| XSFB1206 | Y7-284243 | 284243 | Basic frame, for WxD=1200x600mm, grey | EDB | xEnergy Main | 453.9 | 1
| XSFB1206-SOND-RAL* | Y7-122286 | 122286 | Basic frame, for WxD=1200x600mm, special color | EDB | xEnergy Main | 617 | 1
| XSFB1208 | Y7-284244 | 284244 | Basic frame, for WxD=1200x800mm, grey | EDB | xEnergy Main | 501 | 1
| XSFB1208-SOND-RAL* | Y7-122287 | 122287 | Basic frame, for WxD=1200x800mm, special color | EDB | xEnergy Main | 636 | 1
| XSFB13502 | Y7-150481 | 150481 | Basic frame, for WxD=1350x200mm, grey | EDB | xEnergy Main | 562 | 1
| XSFB13503-SOND-RAL* | Y7-143487 | 143487 | Basic frame, for WxD=1350x300mm, special color | EDB | xEnergy Main | 612 | 1
| XSFB13504-SOND-RAL* | Y7-143488 | 143488 | Basic frame, for WxD=1350x400mm, special color | EDB | xEnergy Main | 643 | 1
| XSFB13505 | Y7-143353 | 143353 | Basic frame, for WxD=1350x500mm, grey | EDB | xEnergy Main | 648 | 1
| XSFB13505-SOND-RAL* | Y7-143489 | 143489 | Basic frame, for WxD=1350x500mm, special color | EDB | xEnergy Main | 823 | 1
| XSFB13506 | Y7-143354 | 143354 | Basic frame, for WxD=1350x600mm, grey | EDB | xEnergy Main | 535 | 1
| XSFB13506-SOND-RAL* | Y7-143490 | 143490 | Basic frame, for WxD=1350x600mm, special color | EDB | xEnergy Main | 679 | 1
| XSFB13508 | Y7-132992 | 132992 | Basic frame, for WxD=1350x800mm, grey | EDB | xEnergy Main | 711 | 1
| XSFB13508-SOND-RAL* | Y7-133040 | 133040 | Basic frame, for WxD=1350x800mm, special color | EDB | xEnergy Main | 904 | 1
| XSFBA | Y7-158124 | 158124 | Partition for IC, grey | EDB | xEnergy Main | 76 | 1
| XSFD0604 | Y7-113991 | 113991 | Strip for snap-on cover, HxW=650x425mm, grey | EDB | xEnergy Main | 28.48 | 1
| XSFD0604-SOND-RAL* | Y7-122618 | 122618 | Strip for snap-on cover, HxW=650x425mm, special color | EDB | xEnergy Main | 33.77 | 1
| XSFD0606 | Y7-113992 | 113992 | Strip for snap-on cover, HxW=650x600mm, grey | EDB | xEnergy Main | 31.24 | 1
| XSFD0606-SOND-RAL* | Y7-122619 | 122619 | Strip for snap-on cover, HxW=650x600mm, special color | EDB | xEnergy Main | 39.63 | 1
| XSFD0608 | Y7-113993 | 113993 | Strip for snap-on cover, HxW=650x800mm, grey | EDB | xEnergy Main | 26.9 | 1
| XSFD06085 | Y7-179386 | 179386 | Strip for snap-on cover, HxW=650x850mm, grey | EDB | xEnergy Main | 38.18 | 1
| XSFD0608-SOND-RAL* | Y7-122620 | 122620 | Strip for snap-on cover, HxW=650x800mm, special color | EDB | xEnergy Main | 31.95 | 1
| XSFD0610 | Y7-113994 | 113994 | Strip for snap-on cover, HxW=650x1000mm, grey | EDB | xEnergy Main | 31.57 | 1
| XSFD0610-SOND-RAL* | Y7-122621 | 122621 | Strip for snap-on cover, HxW=650x1000mm, special color | EDB | xEnergy Main | 37.43 | 1
| XSFD0611 | Y7-179387 | 179387 | Strip for snap-on cover, HxW=650x1100mm, grey | EDB | xEnergy Main | 45.04 | 1
| XSFD0612 | Y7-113995 | 113995 | Strip for snap-on cover, HxW=650x1200mm, grey | EDB | xEnergy Main | 50.8 | 1
| XSFD0612-SOND-RAL* | Y7-122622 | 122622 | Strip for snap-on cover, HxW=650x1200mm, special color | EDB | xEnergy Main | 64.6 | 1
| XSFD06135 | Y7-179388 | 179388 | Strip for snap-on cover, HxW=650x1350mm, grey | EDB | xEnergy Main | 56.1 | 1
| XSFDC-B | Y7-143200 | 143200 | Branding strip, corner piece, blue | EDB | xEnergy Main | 14.53 | 1
| XSFDR04-B | Y7-143201 | 143201 | Branding strip, W=425mm, blue | EDB | xEnergy Main | 24.32 | 1
| XSFDR065-B | Y7-174326 | 174326 | Branding strip, W=650mm, blue | EDB | xEnergy Main | 34.88 | 1
| XSFDR06-B | Y7-143202 | 143202 | Branding strip, W=600mm, blue | EDB | xEnergy Main | 29.71 | 1
| XSFDR06-B_BULK_143202 | Y7-180773 | 180773 | Branding strip, W=600mm, blue | EDB | xEnergy Main | 27.69 | 1
| XSFDR085-B | Y7-143203 | 143203 | Branding strip, W=850mm, blue | EDB | xEnergy Main | 39.91 | 1
| XSFDR08-B | Y7-143204 | 143204 | Branding strip, W=800mm, blue | EDB | xEnergy Main | 36.45 | 1
| XSFDR08-B_BULK_143204 | Y7-180774 | 180774 | Branding strip, W=800mm, blue | EDB | xEnergy Main | 34.31 | 1
| XSFDR10-B | Y7-143205 | 143205 | Branding strip, W=1000mm, blue | EDB | xEnergy Main | 43.14 | 1
| XSFDR10-B_BULK_143205 | Y7-180775 | 180775 | Branding strip, W=1000mm, blue | EDB | xEnergy Main | 40.82 | 1
| XSFDR11-B | Y7-143206 | 143206 | Branding strip, W=1100mm, blue | EDB | xEnergy Main | 47.97 | 1
| XSFDR12-B | Y7-143207 | 143207 | Branding strip, W=1200mm, blue | EDB | xEnergy Main | 50.2 | 1
| XSFDR135-B | Y7-143208 | 143208 | Branding strip, W=1350mm, blue | EDB | xEnergy Main | 59.7 | 1
| XSFE080602 | Y7-178090 | 178090 | Frame expansion, HxWxD = 200 x 800 x 600 mm, grey | EDB | xEnergy Main | 349.6 | 1
| XSFE080802 | Y7-178091 | 178091 | Frame expansion, HxWxD = 200 x 800 x 800 mm, grey | EDB | xEnergy Main | 377.1 | 1
| XSFE100602 | Y7-178092 | 178092 | Frame expansion, HxWxD = 200 x 1000 x 600 mm, grey | EDB | xEnergy Main | 383 | 1
| XSFE100802 | Y7-178093 | 178093 | Frame expansion, HxWxD = 200 x 1000 x 800 mm, grey | EDB | xEnergy Main | 407.7 | 1
| XSFH20 | Y7-284245 | 284245 | Height section, H = 2000 mm | EDB | xEnergy Main | 244.8 | 1
| XSFH20_BACK_BULK_370912712 | Y7-180043 | 180043 | Height section back H=2000 | EDB | xEnergy Main | 69.5 | 1
| XSFH20_FRONT_BULK_370912711 | Y7-180042 | 180042 | Height section Front H=2000 | EDB | xEnergy Main | 69.5 | 1
| XSFH20-I-D | Y7-150482 | 150482 | Height section, section add-on configuration, H = 2000 mm, grey | EDB | xEnergy Main | 300.1 | 1
| XSFH20-I-D-SOND-RAL* | Y7-151694 | 151694 | Height section, section add-on configuration, H = 2000 mm, special color | EDB | xEnergy Main | 239.7 | 1
| XSFH20-SOND-RAL* | Y7-122288 | 122288 | Profile, vertical, H=2000mm, special color | EDB | xEnergy Main | 332.4 | 1
| XSFL1904 | Y7-294920 | 294920 | Insulating surround, for HxW=2000x425mm, grey | EDB | xEnergy Main | 139.3 | 1
| XSFL1904-SOND-RAL* | Y7-122409 | 122409 | Insulating surround, for HxW=2000x425mm, special color | EDB | xEnergy Main | 176.7 | 1
| XSFL1906 | Y7-294921 | 294921 | Insulating surround, for HxW=2000x600mm, grey | EDB | xEnergy Main | 143.8 | 1
| XSFL1906-SOND-RAL* | Y7-122410 | 122410 | Insulating surround, for HxW=2000x600mm, special color | EDB | xEnergy Main | 182.4 | 1
| XSFL1908 | Y7-294922 | 294922 | Insulating surround, for HxW=2000x800mm, grey | EDB | xEnergy Main | 149.4 | 1
| XSFL1908-SOND-RAL* | Y7-122411 | 122411 | Insulating surround, for HxW=2000x800mm, special color | EDB | xEnergy Main | 189.5 | 1
| XSFS04 | Y7-284854 | 284854 | Traverse, L=400mm | EDB | xEnergy Main | 27.78 | 1
| XSFS04-1 | Y7-143209 | 143209 | Traverse, L=400mm | EDB | xEnergy Main | 33.34 | 1
| XSFS05-1 | Y7-143210 | 143210 | Traverse, L=500mm | EDB | xEnergy Main | 27.78 | 1
| XSFS06 | Y7-284775 | 284775 | Traverse, L=600mm | EDB | xEnergy Main | 23.97 | 1
| XSFS06-1 | Y7-143211 | 143211 | Traverse, L=600mm | EDB | xEnergy Main | 33.34 | 1
| XSFS06-2 | Y7-177323 | 177323 | Fixing rail for depth | EDB | xEnergy Main | 22.83 | 1
| XSFS08 | Y7-284776 | 284776 | Traverse, L=800mm | EDB | xEnergy Main | 29.56 | 1
| XSFS08-1 | Y7-143212 | 143212 | Traverse, L=800mm | EDB | xEnergy Main | 38.89 | 1
| XSMEX0604 | Y7-106556 | 106556 | Mounting frame, fix, XE, HxW=600x425mm, grey | EDB | xEnergy Main | 146.9 | 1
| XSMEX0604-SOND-RAL* | Y7-122461 | 122461 | Mounting frame, fix, XE, HxW=600x425mm, special color | EDB | xEnergy Main | 174.1 | 1
| XSMEX0606 | Y7-106557 | 106557 | Mounting frame, fix, XE, HxW=600x600mm, grey | EDB | xEnergy Main | 153.8 | 1
| XSMEX0606-SOND-RAL* | Y7-122462 | 122462 | Mounting frame, fix, XE, HxW=600x600mm, special color | EDB | xEnergy Main | 182.2 | 1
| XSMEX0608 | Y7-106558 | 106558 | Mounting frame, fix, XE, HxW=600x800mm, grey | EDB | xEnergy Main | 162 | 1
| XSMEX0608-SOND-RAL* | Y7-122463 | 122463 | Mounting frame, fix, XE, HxW=600x800mm, special color | EDB | xEnergy Main | 192.1 | 1
| XSMEX0610 | Y7-106559 | 106559 | Mounting frame, fix, XE, HxW=600x1000mm, grey | EDB | xEnergy Main | 161.8 | 1
| XSMEX0610-SOND-RAL* | Y7-122464 | 122464 | Mounting frame, fix, XE, HxW=600x1000mm, special color | EDB | xEnergy Main | 191.6 | 1
| XSMEX2004 | Y7-106560 | 106560 | Mounting frame, fix, XE, HxW=2000x425mm, grey | EDB | xEnergy Main | 277.9 | 1
| XSMEX2004-SOND-RAL* | Y7-122465 | 122465 | Mounting frame, fix, XE, HxW=2000x425mm, special color | EDB | xEnergy Main | 319.5 | 1
| XSMEX2006 | Y7-106561 | 106561 | Mounting frame, fix, XE, HxW=2000x600mm, grey | EDB | xEnergy Main | 291.8 | 1
| XSMEX2006-SOND-RAL* | Y7-122466 | 122466 | Mounting frame, fix, XE, HxW=2000x600mm, special color | EDB | xEnergy Main | 335.5 | 1
| XSMEX2008 | Y7-106562 | 106562 | Mounting frame, fix, XE, HxW=2000x800mm, grey | EDB | xEnergy Main | 305.7 | 1
| XSMEX2008-SOND-RAL* | Y7-122467 | 122467 | Mounting frame, fix, XE, HxW=2000x800mm, special color | EDB | xEnergy Main | 351.5 | 1
| XSMEX2010 | Y7-106563 | 106563 | Mounting frame, fix, XE, HxW=2000x1000mm, grey | EDB | xEnergy Main | 319.5 | 1
| XSMEX2010-SOND-RAL* | Y7-122468 | 122468 | Mounting frame, fix, XE, HxW=2000x1000mm, special color | EDB | xEnergy Main | 367.5 | 1
| XSMFDB0406-2-N | Y7-193140 | 193140 | Mt.k.sct.CB 1600A T4 BBB MW=425 D=600 | EDB | xEnergy Main | 766 | 1
| XSMFDB0406-2-N-SOND-RAL* | Y7-500017 | 500017 | Mt.k.sct.CB 1600A T4 BBB MW=425 D=600 | EDB | xEnergy Main | 973 | 1
| XSMFDB0406-N | Y7-193135 | 193135 | Mounting kit for 1600 A, form 4B, busbar back, module width 425 mm, D=600 mm | EDB | xEnergy Main | 864 | 1
| XSMFDB0408-N | Y7-193136 | 193136 | Mounting kit for 1600 A, form 4B, busbar back, module width 425 mm, D=800 mm | EDB | xEnergy Main | 879 | 1
| XSMFDB0606-2-N | Y7-193141 | 193141 | Mounting kit field LS to 1600A 4 HSH MW=600 T=600 | EDB | xEnergy Main | 762 | 1
| XSMFDB0606-2-N-SOND-RAL* | Y7-500018 | 500018 | Mt.k.sct.CB 1600A T4 BBB MW=600 D=600 | EDB | xEnergy Main | 967 | 1
| XSMFDB0606-BS | Y7-125829 | 125829 | Mounting kit, Box-Solution, D=600mm, grey | EDB | xEnergy Main | 741 | 1
| XSMFDB0606-BS-2 | Y7-168934 | 168934 | Mounting kit, Box solution, without cabling box, WxD = 600 x 600 mm, grey | EDB | xEnergy Main | 615 | 1
| XSMFDB0606-BS-N | Y7-193142 | 193142 | Fitting kit for box solution, D=600 mm | EDB | xEnergy Main | 620 | 1
| XSMFDB0606-BS-N-SOND-RAL* | Y7-302292 | 302292 | Mnt. kit XF BS F4 BBB D=600 | EDB | xEnergy Main | 749 | 1
| XSMFDB0606-BS-SOND-RAL* | Y7-125971 | 125971 | Mounting kit, Box-Solution, D=600mm, special color | EDB | xEnergy Main | 939 | 1
| XSMFDB0606-N | Y7-193137 | 193137 | Mounting kit for 1600 A, form 4B, busbar back, module width 600 mm, D=600 mm | EDB | xEnergy Main | 686 | 1
| XSMFDB0608-350-N | Y7-193139 | 193139 | Mountingkit XF W=600 D=800 | EDB | xEnergy Main | 1252 | 1
| XSMFDB0608-BS | Y7-125970 | 125970 | Mounting kit, Box-Solution, D=800mm, grey | EDB | xEnergy Main | 760 | 1
| XSMFDB0608-BS-2-350 | Y7-168935 | 168935 | Mounting kit, Box solution, without cabling box, WxD=600x800mm, grey | EDB | xEnergy Main | 978 | 1
| XSMFDB0608-BS-350 | Y7-168936 | 168936 | Mounting kit, Box solution, WxD=600x800mm, grey | EDB | xEnergy Main | 946 | 1
| XSMFDB0608-BS-350-N | Y7-193144 | 193144 | Mountingkit BS W=600 D=800 | EDB | xEnergy Main | 1113 | 1
| XSMFDB0608-BS-N | Y7-193143 | 193143 | Fitting kit for box solution, D=800 mm | EDB | xEnergy Main | 767 | 1
| XSMFDB0608-BS-N-SOND-RAL* | Y7-302296 | 302296 | Mnt. kit XF BS F4 BBB D=800 | EDB | xEnergy Main | 718 | 1
| XSMFDB0608-BS-SOND-RAL* | Y7-125972 | 125972 | Mounting kit, Box-Solution, D=800mm, special color | EDB | xEnergy Main | 965 | 1
| XSMFDB0608-N | Y7-193138 | 193138 | Mounting kit for 1600 A, form 4B, busbar back, module width 600 mm, D=800 mm | EDB | xEnergy Main | 873 | 1
| XSMFDB0806 | Y7-192907 | 192907 | Mounting kit form 4b XF W800 D600 | EDB | xEnergy Main | 858 | 1
| XSMFDB0808 | Y7-192908 | 192908 | Mounting kit form 4b XF W800 D800 | EDB | xEnergy Main | 842 | 1
| XSMFIB0606 | Y7-284253 | 284253 | Mounting kit, section, circuit breaker to 1600A, Form 2, main busbar rear, D=600mm | EDB | xEnergy Main | 136.5 | 1
| XSMFIB0608 | Y7-284254 | 284254 | Mounting kit, section, circuit breaker to 1600A, Form 2, main busbar rear, D=800mm | EDB | xEnergy Main | 143.8 | 1
| XSMFIB-L | Y7-501294 | 501294 |  | EDB | xEnergy Main | 17.53 | 1
| XSMIB20 | Y7-284257 | 284257 | Mounting kit, section, circuit breaker to 4000A, main busbar back, for H=2000mm | EDB | xEnergy Main | 336.9 | 1
| XSMIB20_BULK_270913202 | Y7-180040 | 180040 | Mounting kit, section, circuit breaker to 4000A, main busbar back, for H=2000mm | EDB | xEnergy Main | 166.8 | 1
| XSMIB20-1 | Y7-107292 | 107292 | Mounting kit, section, circuit breaker to 1600A, main busbar rear, for H=2000mm | EDB | xEnergy Main | 364.9 | 1
| XSMIB20-800 | Y7-178658 | 178658 | Mounting kit/mounting plate, xP field, HxD = 2000 x 800 mm | EDB | xEnergy Main | 649 | 1
| XSMIB20-Z | Y7-150399 | 150399 | Mounting kit, field + cutout, universal mounting plate with cutouts, for IZM63, H = 2000 mm | EDB | xEnergy Main | 398.8 | 1
| XSMLO0604 | Y7-106732 | 106732 | Mounting kit, section, SL, MB rear, HxW=600x425mm, grey | EDB | xEnergy Main | 491.2 | 1
| XSMLO0604-SOND-RAL* | Y7-122511 | 122511 | Mounting kit, section, SL, MB rear, HxW=600x425mm, special color | EDB | xEnergy Main | 583 | 1
| XSMLO0606 | Y7-106733 | 106733 | Mounting kit, section, SL, MB rear, HxW=600x600mm, grey | EDB | xEnergy Main | 519 | 1
| XSMLO0606-SOND-RAL* | Y7-122512 | 122512 | Mounting kit, section, SL, MB rear, HxW=600x600mm, special color | EDB | xEnergy Main | 616 | 1
| XSMLO0608 | Y7-106734 | 106734 | Mounting kit, section, SL, MB rear, HxW=600x800mm, grey | EDB | xEnergy Main | 549 | 1
| XSMLO0608-SOND-RAL* | Y7-122513 | 122513 | Mounting kit, section, SL, MB rear, HxW=600x800mm, special color | EDB | xEnergy Main | 651 | 1
| XSMLO0610 | Y7-106735 | 106735 | Mounting kit, section, SL, MB rear, HxW=600x1000mm, grey | EDB | xEnergy Main | 562 | 1
| XSMLO0610-SOND-RAL* | Y7-122514 | 122514 | Mounting kit, section, SL, MB rear, HxW=600x1000mm, special color | EDB | xEnergy Main | 667 | 1
| XSMLV-I-CH06 | Y7-143419 | 143419 | Cover set, strip fuseway SL-interconnectable, for W=600mm, grey | EDB | xEnergy Main | 32.13 | 1
| XSMLV-I-CH06-SOND-RAL* | Y7-143555 | 143555 | Cover set, strip fuseway SL-interconnectable, for W=600mm, special color | EDB | xEnergy Main | 38.11 | 1
| XSMLV-I-CH08 | Y7-143420 | 143420 | Cover set, strip fuseway SL-interconnectable, for W=800mm, grey | EDB | xEnergy Main | 40.79 | 1
| XSMLV-I-CH08-SOND-RAL* | Y7-143556 | 143556 | Cover set, strip fuseway SL-interconnectable, for W=800mm, special color | EDB | xEnergy Main | 48.38 | 1
| XSMLV-I-CH10 | Y7-143421 | 143421 | Cover set, strip fuseway SL-interconnectable, for W=1000mm, grey | EDB | xEnergy Main | 47.16 | 1
| XSMLV-I-CH10-SOND-RAL* | Y7-143557 | 143557 | Cover set, strip fuseway SL-interconnectable, for W=1000mm, special color | EDB | xEnergy Main | 59.9 | 1
| XSMLV-I-CONNECT | Y7-180576 | 180576 | Mounting kit for fuse combination unit connection, section-to-section | EDB | xEnergy Main | 100.6 | 1
| XSMLV-I-D600 | Y7-180574 | 180574 | Mounting kit for fuse combination unit, covering multiple sections, section depth=600mm | EDB | xEnergy Main | 401.1 | 1
| XSMLV-I-D800 | Y7-180575 | 180575 | Mounting kit for fuse combination unit, covering multiple sections, section depth=800mm | EDB | xEnergy Main | 603 | 1
| XSMMFB2004 | Y7-284263 | 284263 | Mounting plate, +mounting kit section, fix, MB rear, HxW=2000x425mm | EDB | xEnergy Main | 220.2 | 1
| XSMMFB2006 | Y7-284264 | 284264 | Mounting plate, +mounting kit section, fix, MB rear, HxW=2000x600mm | EDB | xEnergy Main | 323 | 1
| XSMMFB2008 | Y7-284265 | 284265 | Mounting plate, +mounting kit section, fix, MB rear, HxW=2000x800mm | EDB | xEnergy Main | 426 | 1
| XSMMFB2010 | Y7-284266 | 284266 | Mounting plate, +mounting kit section, fix, MB rear, HxW=2000x1000mm | EDB | xEnergy Main | 530 | 1
| XSMMFB2012 | Y7-284267 | 284267 | Mounting plate, +mounting kit section, fix, MB rear, HxW=2000x1200mm | EDB | xEnergy Main | 787 | 1
| XSMNB20 | Y7-285511 | 285511 | Mounting kit, section, circuit breaker to 1600A, main busbar rear, Form 2b, H=2000mm | EDB | xEnergy Main | 112.1 | 1
| XSMPB20 | Y7-288997 | 288997 | Profile for flush mounting reactive power compensation | EDB | xEnergy Main | 50.1 | 1
| XSMRCF | Y7-184669 | 184669 | Insulating surround, XR-MCCB-PIFT, grey | EDB | xEnergy Main | 121.3 | 1
| XSMRCF-100 | Y7-184671 | 184671 | Insulating surround, XR-MCCB-PIFT Level 100, grey | EDB | xEnergy Main | 336.7 | 1
| XSMRCF-50 | Y7-184670 | 184670 | Insulating surround, XR-MCCB-PIFT Level 50, grey | EDB | xEnergy Main | 268.4 | 1
| XSMRCF-50-SOND-RAL* | Y7-184855 | 184855 | Insulating surround, XR-MCCB-PIFT Level 50, special color | EDB | xEnergy Main | 207.7 | 1
| XSMRDB06 | Y7-184667 | 184667 | Mounting kit XR-MCCB-PIFT D=600mm | EDB | xEnergy Main | 794 | 1
| XSMRDB08 | Y7-184668 | 184668 | Mounting kit XR-MCCB-PIFT D=800mm | EDB | xEnergy Main | 813 | 1
| XSMRF | Y7-184672 | 184672 | Front filler, XR-MCCB | EDB | xEnergy Main | 76.9 | 1
| XSMRF-75 | Y7-501293 | 501293 |  | EDB | xEnergy Main | 81.1 | 1
| XSMRF-BF-04-31 | Y7-193112 | 193112 | Front filler IP31 top and bottom, H=50 mm, W=425 mm | EDB | xEnergy Main | 199.7 | 1
| XSMRF-BF-04-55 | Y7-193113 | 193113 | Front filler IP31 top and bottom, H=100 mm, W=425 mm | EDB | xEnergy Main | 194.6 | 1
| XSMRF-BF-06-31 | Y7-192701 | 192701 | Front cover for Butterfly, fixed, W=600mm, IP31 | EDB | xEnergy Main | 226 | 1
| XSMRF-BF-06-55 | Y7-192703 | 192703 | Front cover for Butterfly, fixed, W=600mm, IP55 | EDB | xEnergy Main | 207.9 | 1
| XSMRF-BF-08-31 | Y7-192702 | 192702 | Front cover for Butterfly, fixed, W=800mm, IP31 | EDB | xEnergy Main | 262.9 | 1
| XSMRF-BF-08-55 | Y7-192704 | 192704 | Front cover for Butterfly, fixed, W=800mm, IP55 | EDB | xEnergy Main | 229.9 | 1
| XSMRF-PIFT-B | Y7-184838 | 184838 | Front cover for XR section | EDB | xEnergy Main | 63.9 | 1
| XSMRF-PIFT-B-SOND-RAL* | Y7-184849 | 184849 | Front cover for XR section, special color | EDB | xEnergy Main | 182.7 | 1
| XSMRF-PIFT-T | Y7-184673 | 184673 | Front filler, XR-PIFT, grey | EDB | xEnergy Main | 50.1 | 1
| XSMRF-PIFT-T-SOND-RAL* | Y7-184858 | 184858 | Front filler, XR-PIFT, special color | EDB | xEnergy Main | 182.7 | 1
| XSMSV0608 | Y7-284279 | 284279 | Mounting kit, section, PIFT, main busbar rear, WxD=600x800mm, grey | EDB | xEnergy Main | 608 | 1
| XSMSV0608-SOND-RAL* | Y7-122299 | 122299 | Mounting kit, section, PIFT, main busbar rear, WxD=600x800mm, special color | EDB | xEnergy Main | 772 | 1
| XSMSV0808 | Y7-284281 | 284281 | Mounting kit, section, PIFT, main busbar rear, WxD=800x800mm, grey | EDB | xEnergy Main | 634 | 1
| XSMSV0808-SOND-RAL* | Y7-122300 | 122300 | Mounting kit, section, PIFT, main busbar rear, WxD=800x800mm, special color | EDB | xEnergy Main | 806 | 1
| XSMSV1008 | Y7-285510 | 285510 | Mounting kit, section, PIFT, main busbar rear, W=1000mm, grey | EDB | xEnergy Main | 646 | 1
| XSMSV1008-SOND-RAL* | Y7-122378 | 122378 | Mounting kit, section, PIFT, main busbar rear, W=1000mm, special color | EDB | xEnergy Main | 820 | 1
| XSNSL063-FLAT | Y7-171935 | 171935 | Service range Flat pack: Feeder with SL w = 600 | EDB | xEnergy Main | 2725 | 1
| XSNSL083-FLAT | Y7-171936 | 171936 | Service range Flat pack: Feeder with SL w = 800 | EDB | xEnergy Main | 3063 | 1
| XSOND122203 | Y7-171632 | 171632 | 122203 - Sonder Set hight profil XSFH20 | EDB | xEnergy Main | 339.5 | 1
| XSOND122204 | Y7-171633 | 171633 | 122204- Sonder Set door closed XSBSC0306 | EDB | xEnergy Main | 236.2 | 1
| XSOND122205 | Y7-171634 | 171634 | 122205- Sonder Set door closed XSBSC0606 | EDB | xEnergy Main | 378.4 | 1
| XSOND122206 | Y7-171635 | 171635 | 122206 - Sonder Set MIB XSML0608 | EDB | xEnergy Main | 585 | 1
| XSOND122207 | Y7-171636 | 171636 | 122207 - Sonder Set door ventilated XSDBSV0406 | EDB | xEnergy Main | 259.7 | 1
| XSOND122208 | Y7-171637 | 171637 | 122208- Sonder Set door closed XSBSC0308 | EDB | xEnergy Main | 242.1 | 1
| XSOND122209 | Y7-171638 | 171638 | 122209- Sonder Set door closed XSBSC0608 | EDB | xEnergy Main | 446.5 | 1
| XSOND122210 | Y7-171639 | 171639 | 122210 - Sonder Set MIB XSML0808 | EDB | xEnergy Main | 602 | 1
| XSOND122211 | Y7-171640 | 171640 | 122211 - Sonder Set door ventilated XSDBSV0408 | EDB | xEnergy Main | 303.6 | 1
| XSPBA0104 | Y7-107684 | 107684 | Bottom plate, XE, +foam rubber, for D=400mm, IP20, grey | EDB | xEnergy Main | 20.24 | 1
| XSPBA0104-SOND-RAL* | Y7-122535 | 122535 | Bottom plate, XE, +foam rubber, for D=400mm, IP20, special color | EDB | xEnergy Main | 25.69 | 1
| XSPBA0106 | Y7-107685 | 107685 | Bottom plate, XE, +foam rubber, for D=600mm, IP20, grey | EDB | xEnergy Main | 19.28 | 1
| XSPBA0106-SOND-RAL* | Y7-122536 | 122536 | Bottom plate, XE, +foam rubber, for D=600mm, IP20, special color | EDB | xEnergy Main | 22.86 | 1
| XSPBA0108 | Y7-107686 | 107686 | Bottom plate, XE, +foam rubber, for D=800mm, IP20, grey | EDB | xEnergy Main | 22.08 | 1
| XSPBA0108-SOND-RAL* | Y7-122537 | 122537 | Bottom plate, XE, +foam rubber, for D=800mm, IP20, special color | EDB | xEnergy Main | 26.19 | 1
| XSPBA0401-SOND-RAL* | Y7-122530 | 122530 | Bottom plate, XE, +foam rubber, for W=400mm, IP20, special color | EDB | xEnergy Main | 17.2 | 1
| XSPBA0601-SOND-RAL* | Y7-122531 | 122531 | Bottom plate, XE, +foam rubber, for W=600mm, IP20, special color | EDB | xEnergy Main | 19.45 | 1
| XSPBA0801-SOND-RAL* | Y7-122532 | 122532 | Bottom plate, XE, +foam rubber, for W=800mm, IP20, special color | EDB | xEnergy Main | 22.23 | 1
| XSPBA08501-SOND-RAL* | Y7-143491 | 143491 | Bottom plate, XE, +foam rubber, for W=850mm, IP20, special color | EDB | xEnergy Main | 28.55 | 1
| XSPBA1001-SOND-RAL* | Y7-122533 | 122533 | Bottom plate, XE, +foam rubber, for W=1000mm, IP20, special color | EDB | xEnergy Main | 29.78 | 1
| XSPBA1101-SOND-RAL* | Y7-143492 | 143492 | Bottom plate, XE, +foam rubber, for W=1100mm, IP20, special color | EDB | xEnergy Main | 29.82 | 1
| XSPBA1201-SOND-RAL* | Y7-122534 | 122534 | Bottom plate, XE, +foam rubber, for W=1200mm, IP20, special color | EDB | xEnergy Main | 37.8 | 1
| XSPBA13501-SOND-RAL* | Y7-143493 | 143493 | Bottom plate, XE, +foam rubber, for W=1350mm, IP20, special color | EDB | xEnergy Main | 48.39 | 1
| XSPBAC0104 | Y7-107697 | 107697 | Bottom plate, XE, for WxD=35x400mm, IP20, grey | EDB | xEnergy Main | 19.05 | 1
| XSPBAC0104-SOND-RAL* | Y7-122548 | 122548 | Bottom plate, XE, for WxD=35x400mm, IP20, special color | EDB | xEnergy Main | 24.17 | 1
| XSPBAC0106 | Y7-107698 | 107698 | Bottom plate, XE, for WxD=35x600mm, IP20, grey | EDB | xEnergy Main | 15.66 | 1
| XSPBAC0106-SOND-RAL* | Y7-122549 | 122549 | Bottom plate, XE, for WxD=35x600mm, IP20, special color | EDB | xEnergy Main | 18.57 | 1
| XSPBAC0108 | Y7-107699 | 107699 | Bottom plate, XE, for WxD=35x800mm, IP20, grey | EDB | xEnergy Main | 18.58 | 1
| XSPBAC0108-SOND-RAL* | Y7-122550 | 122550 | Bottom plate, XE, for WxD=35x800mm, IP20, special color | EDB | xEnergy Main | 22.04 | 1
| XSPBAC0204 | Y7-107700 | 107700 | Bottom plate, XE, for WxD=110x400mm, IP20, grey | EDB | xEnergy Main | 18.39 | 1
| XSPBAC0204-SOND-RAL* | Y7-122551 | 122551 | Bottom plate, XE, for WxD=110x400mm, IP20, special color | EDB | xEnergy Main | 21.81 | 1
| XSPBAC0206 | Y7-107701 | 107701 | Bottom plate, XE, for WxD=110x600mm, IP20, grey | EDB | xEnergy Main | 22.05 | 1
| XSPBAC0206-SOND-RAL* | Y7-122552 | 122552 | Bottom plate, XE, for WxD=110x600mm, IP20, special color | EDB | xEnergy Main | 27.98 | 1
| XSPBAC0208 | Y7-107702 | 107702 | Bottom plate, XE, for WxD=110x800mm, IP20, grey | EDB | xEnergy Main | 26.64 | 1
| XSPBAC0208-SOND-RAL* | Y7-122553 | 122553 | Bottom plate, XE, for WxD=110x800mm, IP20, special color | EDB | xEnergy Main | 33.8 | 1
| XSPBAC0401-SOND-RAL* | Y7-122538 | 122538 | Bottom plate, XE, for WxD=400x35mm, IP20, special color | EDB | xEnergy Main | 25 | 1
| XSPBAC0402-SOND-RAL* | Y7-122543 | 122543 | Bottom plate, XE, for WxD=400x110mm, IP20, special color | EDB | xEnergy Main | 25 | 1
| XSPBAC0601-SOND-RAL* | Y7-122539 | 122539 | Bottom plate, XE, for WxD=600x35mm, IP20, special color | EDB | xEnergy Main | 27.78 | 1
| XSPBAC0602-SOND-RAL* | Y7-122544 | 122544 | Bottom plate, XE, for WxD=600x110mm, IP20, special color | EDB | xEnergy Main | 30.56 | 1
| XSPBAC0702 | Y7-107981 | 107981 | Bottom plate, XE, for WxD=700x125mm, IP20, grey | EDB | xEnergy Main | 28.54 | 1
| XSPBAC0702-SOND-RAL* | Y7-122554 | 122554 | Bottom plate, XE, for WxD=700x125mm, IP20, special color | EDB | xEnergy Main | 33.84 | 1
| XSPBAC0801-SOND-RAL* | Y7-122540 | 122540 | Bottom plate, XE, for WxD=800x35mm, IP20, special color | EDB | xEnergy Main | 30.56 | 1
| XSPBAC0802-SOND-RAL* | Y7-122545 | 122545 | Bottom plate, XE, for WxD=800x110mm, IP20, special color | EDB | xEnergy Main | 33.34 | 1
| XSPBAC08501-SOND-RAL* | Y7-143494 | 143494 | Bottom plate, XE, for WxD=850x35mm, IP20, special color | EDB | xEnergy Main | 27.78 | 1
| XSPBAC08502-SOND-RAL* | Y7-143495 | 143495 | Bottom plate, XE, for WxD=850x110mm, IP20, special color | EDB | xEnergy Main | 37.98 | 1
| XSPBAC1001-SOND-RAL* | Y7-122541 | 122541 | Bottom plate, XE, for WxD=1000x35mm, IP20, special color | EDB | xEnergy Main | 33.34 | 1
| XSPBAC1002-SOND-RAL* | Y7-122546 | 122546 | Bottom plate, XE, for WxD=1000x110mm, IP20, special color | EDB | xEnergy Main | 42.44 | 1
| XSPBAC1101-SOND-RAL* | Y7-143496 | 143496 | Bottom plate, XE, for WxD=1100x35mm, IP20, special color | EDB | xEnergy Main | 33.34 | 1
| XSPBAC1102-SOND-RAL* | Y7-143497 | 143497 | Bottom plate, XE, for WxD=1100x110mm, IP20, special color | EDB | xEnergy Main | 49.14 | 1
| XSPBAC1201-SOND-RAL* | Y7-122542 | 122542 | Bottom plate, XE, for WxD=1200x35mm, IP20, special color | EDB | xEnergy Main | 36.12 | 1
| XSPBAC1202-SOND-RAL* | Y7-122547 | 122547 | Bottom plate, XE, for WxD=1200x110mm, IP20, special color | EDB | xEnergy Main | 48.66 | 1
| XSPBAC13501-SOND-RAL* | Y7-143498 | 143498 | Bottom plate, XE, for WxD=1350x35mm, IP20, special color | EDB | xEnergy Main | 44.45 | 1
| XSPBAC13502-SOND-RAL* | Y7-143499 | 143499 | Bottom plate, XE, for WxD=1350x110mm, IP20, special color | EDB | xEnergy Main | 65.8 | 1
| XSPBC0606C | Y7-288995 | 288995 | Bottom plate, closed, corner section, IP55, for WxD=650x650mm, grey | EDB | xEnergy Main | 83.4 | 1
| XSPBC0606C-SOND-RAL* | Y7-122385 | 122385 | Bottom plate, closed, corner section, IP55, for WxD=650x650mm, special color | EDB | xEnergy Main | 95.9 | 1
| XSPBC0808C | Y7-288996 | 288996 | Bottom plate, closed, corner section, IP55, for WxD=850x850mm, grey | EDB | xEnergy Main | 111.2 | 1
| XSPBC0808C-SOND-RAL* | Y7-122386 | 122386 | Bottom plate, closed, corner section, IP55, for WxD=850x850mm, special color | EDB | xEnergy Main | 134.8 | 1
| XSPBM0404-SOND-RAL* | Y7-122301 | 122301 | Bottom-/top plate, split, IP30, for WxD=425x400mm, special color | EDB | xEnergy Main | 97.3 | 1
| XSPBM0406 | Y7-284287 | 284287 | Bottom-/top plate, split, IP30, for WxD=425x600mm, grey | EDB | xEnergy Main | 69.5 | 1
| XSPBM0406-SOND-RAL* | Y7-122302 | 122302 | Bottom-/top plate, split, IP30, for WxD=425x600mm, special color | EDB | xEnergy Main | 80 | 1
| XSPBM0408 | Y7-284288 | 284288 | Bottom-/top plate, split, IP30, for WxD=425x800mm, grey | EDB | xEnergy Main | 97.3 | 1
| XSPBM0408-SOND-RAL* | Y7-122303 | 122303 | Bottom-/top plate, split, IP30, for WxD=425x800mm, special color | EDB | xEnergy Main | 118.1 | 1
| XSPBM0604-SOND-RAL* | Y7-122304 | 122304 | Bottom-/top plate, split, IP30, for WxD=600x400mm, special color | EDB | xEnergy Main | 97.3 | 1
| XSPBM0606 | Y7-284290 | 284290 | Bottom-/top plate, split, IP30, for WxD=600x600mm, grey | EDB | xEnergy Main | 83.4 | 1
| XSPBM0606-SOND-RAL* | Y7-122305 | 122305 | Bottom-/top plate, split, IP30, for WxD=600x600mm, special color | EDB | xEnergy Main | 95.9 | 1
| XSPBM0608 | Y7-284291 | 284291 | Bottom-/top plate, split, IP30, for WxD=600x800mm, grey | EDB | xEnergy Main | 97.3 | 1
| XSPBM0608-SOND-RAL* | Y7-122306 | 122306 | Bottom-/top plate, split, IP30, for WxD=600x800mm, special color | EDB | xEnergy Main | 111.9 | 1
| XSPBM0804-SOND-RAL* | Y7-122307 | 122307 | Bottom-/top plate, split, IP30, for WxD=800x400mm, special color | EDB | xEnergy Main | 125.1 | 1
| XSPBM0806 | Y7-284293 | 284293 | Bottom-/top plate, split, IP30, for WxD=800x600mm, grey | EDB | xEnergy Main | 111.2 | 1
| XSPBM0806-1 | Y7-104533 | 104533 | Bottom-/top plate, split, IP30, for WxD=800x600mm, grey | EDB | xEnergy Main | 166.7 | 1
| XSPBM0806-1-SOND-RAL* | Y7-122425 | 122425 | Bottom-/top plate, +2 openings, IP30, for WxD=800x600mm, special color | EDB | xEnergy Main | 211.4 | 1
| XSPBM0806-SOND-RAL* | Y7-122308 | 122308 | Bottom-/top plate, split, IP30, for WxD=800x600mm, special color | EDB | xEnergy Main | 129.3 | 1
| XSPBM0808 | Y7-284294 | 284294 | Bottom-/top plate, split, IP30, for WxD=800x800mm, grey | EDB | xEnergy Main | 160.8 | 1
| XSPBM0808-1 | Y7-104534 | 104534 | Bottom-/top plate, split, IP30, for WxD=800x800mm, grey | EDB | xEnergy Main | 184.7 | 1
| XSPBM0808-1-SOND-RAL* | Y7-122426 | 122426 | Bottom-/top plate, +2 openings, IP30, for WxD=800x800mm, special color | EDB | xEnergy Main | 234.3 | 1
| XSPBM0808-SOND-RAL* | Y7-122309 | 122309 | Bottom-/top plate, split, IP30, for WxD=800x800mm, special color | EDB | xEnergy Main | 204.1 | 1
| XSPBM08503-SOND-RAL* | Y7-143500 | 143500 | Bottom-/top plate, split, IP30, for WxD=850x400mm, special color | EDB | xEnergy Main | 113.3 | 1
| XSPBM08504-SOND-RAL* | Y7-143501 | 143501 | Bottom-/top plate, split, IP30, for WxD=850x400mm, special color | EDB | xEnergy Main | 129.6 | 1
| XSPBM08505-SOND-RAL* | Y7-143502 | 143502 | Bottom-/top plate, split, IP30, for WxD=850x400mm, special color | EDB | xEnergy Main | 159.3 | 1
| XSPBM08506-SOND-RAL* | Y7-143503 | 143503 | Bottom-/top plate, split, IP30, for WxD=850x400mm, special color | EDB | xEnergy Main | 179.5 | 1
| XSPBM08508-SOND-RAL* | Y7-143504 | 143504 | Bottom-/top plate, split, IP30, for WxD=850x400mm, special color | EDB | xEnergy Main | 205.2 | 1
| XSPBM1004-SOND-RAL* | Y7-122310 | 122310 | Bottom-/top plate, split, IP30, for WxD=1000x400mm, special color | EDB | xEnergy Main | 166.8 | 1
| XSPBM1006 | Y7-104529 | 104529 | Bottom-/top plate, split, IP30, for WxD=1000x600mm, grey | EDB | xEnergy Main | 170.6 | 1
| XSPBM1006-1 | Y7-284296 | 284296 | Bottom/top plate, +2 Openings, IP30, for WxD = 1000 x 600 mm, grey | EDB | xEnergy Main | 128.6 | 1
| XSPBM1006-1-SOND-RAL* | Y7-122311 | 122311 | Bottom-/top plate, +2 openings, IP30, for WxD=1000x600mm, special color | EDB | xEnergy Main | 163.3 | 1
| XSPBM1006-SOND-RAL* | Y7-122421 | 122421 | Bottom-/top plate, split, IP30, for WxD=1000x600mm, special color | EDB | xEnergy Main | 216.5 | 1
| XSPBM1008 | Y7-104530 | 104530 | Bottom-/top plate, split, IP30, for WxD=1000x800mm, grey | EDB | xEnergy Main | 200.3 | 1
| XSPBM1008-1 | Y7-284297 | 284297 | Bottom-/top plate, split, IP30, for WxD=1000x800mm, grey | EDB | xEnergy Main | 213.3 | 1
| XSPBM1008-1-SOND-RAL* | Y7-122312 | 122312 | Bottom-/top plate, +2 openings, IP30, for WxD=1000x800mm, special color | EDB | xEnergy Main | 270.7 | 1
| XSPBM1008-MC | Y7-158122 | 158122 | Top plate, split, for WxD=1000x800mm, grey | EDB | xEnergy Main | 163.8 | 1
| XSPBM1008-SOND-RAL* | Y7-122422 | 122422 | Bottom-/top plate, split, IP30, for WxD=1000x800mm, special color | EDB | xEnergy Main | 254.2 | 1
| XSPBM1103-SOND-RAL* | Y7-143505 | 143505 | Bottom-/top plate, split, IP30, for WxD=1100x300mm, special color | EDB | xEnergy Main | 142.3 | 1
| XSPBM1104-SOND-RAL* | Y7-143506 | 143506 | Bottom-/top plate, split, IP30, for WxD=1100x400mm, special color | EDB | xEnergy Main | 163 | 1
| XSPBM1105-SOND-RAL* | Y7-143507 | 143507 | Bottom-/top plate, split, IP30, for WxD=1100x500mm, special color | EDB | xEnergy Main | 204.1 | 1
| XSPBM1106 | Y7-143372 | 143372 | Bottom-/top plate, split, IP30, for WxD=1100x600mm, grey | EDB | xEnergy Main | 178.8 | 1
| XSPBM1106-SOND-RAL* | Y7-143508 | 143508 | Bottom-/top plate, split, IP30, for WxD=1100x600mm, special color | EDB | xEnergy Main | 226.9 | 1
| XSPBM1108 | Y7-133008 | 133008 | Bottom-/top plate, split, IP30, for WxD=1100x800mm, grey | EDB | xEnergy Main | 215.8 | 1
| XSPBM1108-SOND-RAL* | Y7-133056 | 133056 | Bottom-/top plate, split, IP30, for WxD=1100x800mm, special color | EDB | xEnergy Main | 273.9 | 1
| XSPBM1204-1 | Y7-284298 | 284298 | Bottom-/top plate, split, IP30, for WxD=1200x400mm, grey | EDB | xEnergy Main | 171.1 | 1
| XSPBM1204-1-SOND-RAL* | Y7-122313 | 122313 | Bottom-/top plate, +2 openings, for WxD=1200x400mm, IP30, special color | EDB | xEnergy Main | 217 | 1
| XSPBM1206 | Y7-104531 | 104531 | Bottom-/top plate, split, IP30, for WxD=1200x600mm, grey | EDB | xEnergy Main | 202.2 | 1
| XSPBM1206-1 | Y7-284299 | 284299 | Bottom-/top plate, split, IP30, for WxD=1200x600mm, grey | EDB | xEnergy Main | 199.4 | 1
| XSPBM1206-1-SOND-RAL* | Y7-122314 | 122314 | Bottom-/top plate, +2 openings, IP30, for WxD=1200x600mm, special color | EDB | xEnergy Main | 253 | 1
| XSPBM1206-MC | Y7-158121 | 158121 | Top plate, split, for WxD=1200x600mm, grey | EDB | xEnergy Main | 153.6 | 1
| XSPBM1206-SOND-RAL* | Y7-122423 | 122423 | Bottom-/top plate, split, IP30, for WxD=1200x600mm, special color | EDB | xEnergy Main | 256.7 | 1
| XSPBM1208 | Y7-104532 | 104532 | Bottom-/top plate, split, IP30, for WxD=1200x800mm, grey | EDB | xEnergy Main | 234.6 | 1
| XSPBM1208-1 | Y7-284300 | 284300 | Bottom-/top plate, split, IP30, for WxD=1200x800mm, grey | EDB | xEnergy Main | 229.6 | 1
| XSPBM1208-1-SOND-RAL* | Y7-122315 | 122315 | Bottom-/top plate, +2 openings, IP30, for WxD=1200x800mm, special color | EDB | xEnergy Main | 291.4 | 1
| XSPBM1208-MC | Y7-158123 | 158123 | Top plate, split, for WxD=1200x800mm, grey | EDB | xEnergy Main | 183.3 | 1
| XSPBM1208-SOND-RAL* | Y7-122424 | 122424 | Bottom-/top plate, split, IP30, for WxD=1200x800mm, special color | EDB | xEnergy Main | 297.5 | 1
| XSPBM13503-SOND-RAL* | Y7-143509 | 143509 | Bottom-/top plate, split, IP30, for WxD=1350x300mm, special color | EDB | xEnergy Main | 156.7 | 1
| XSPBM13504-SOND-RAL* | Y7-143510 | 143510 | Bottom-/top plate, split, IP30, for WxD=1350x400mm, special color | EDB | xEnergy Main | 188.4 | 1
| XSPBM13505-SOND-RAL* | Y7-143511 | 143511 | Bottom-/top plate, split, IP30, for WxD=1350x500mm, special color | EDB | xEnergy Main | 241.3 | 1
| XSPBM13506 | Y7-143376 | 143376 | Bottom-/top plate, split, IP30, for WxD=1350x600mm, grey | EDB | xEnergy Main | 211.3 | 1
| XSPBM13506-SOND-RAL* | Y7-143512 | 143512 | Bottom-/top plate, split, IP30, for WxD=1350x600mm, special color | EDB | xEnergy Main | 268.1 | 1
| XSPBM13508 | Y7-133009 | 133009 | Bottom-/top plate, split, IP30, for WxD=1350x800mm, grey | EDB | xEnergy Main | 261.5 | 1
| XSPBM13508-SOND-RAL* | Y7-133057 | 133057 | Bottom-/top plate, split, IP30, for WxD=1350x800mm, special color | EDB | xEnergy Main | 331.9 | 1
| XSPBU0306A | Y7-193046 | 193046 | Bottom plate, aluminium, for WxD=300x600mm | EDB | xEnergy Main | 93.6 | 1
| XSPBU0308A | Y7-193053 | 193053 | Bottom plate, aluminium, for WxD=300x800mm | EDB | xEnergy Main | 120.9 | 1
| XSPBU0406 | Y7-119914 | 119914 | Bottom plate, galvanized, for WxD=400x600mm | EDB | xEnergy Main | 54.5 | 1
| XSPBU0406A | Y7-193047 | 193047 | Bottom plate, galvanized, for WxD=425x600mm | EDB | xEnergy Main | 131.8 | 1
| XSPBU0408 | Y7-119919 | 119919 | Bottom plate, galvanized, for WxD=400x800mm | EDB | xEnergy Main | 75.2 | 1
| XSPBU0408A | Y7-178078 | 178078 | Floor plate, aluminum, WxD = 425 x 800 mm | EDB | xEnergy Main | 187 | 1
| XSPBU0606 | Y7-119915 | 119915 | Bottom plate, galvanized, for WxD=600x600mm | EDB | xEnergy Main | 79.7 | 1
| XSPBU0606-42 | Y7-119924 | 119924 | Bottom plate, galvanized, for WxD=600x600mm, divided 4/2 | EDB | xEnergy Main | 83.4 | 1
| XSPBU0606A | Y7-178075 | 178075 | Floor plate, aluminum, WxD = 600 x 600 mm | EDB | xEnergy Main | 196.5 | 1
| XSPBU0608 | Y7-119920 | 119920 | Bottom plate, galvanized, for WxD=600x800mm | EDB | xEnergy Main | 112.7 | 1
| XSPBU0608-42 | Y7-119932 | 119932 | Bottom plate, galvanized, for WxD=600x800mm, divided 4/2 | EDB | xEnergy Main | 111.7 | 1
| XSPBU0608A | Y7-178079 | 178079 | Floor plate, aluminum, WxD=600x800mm | EDB | xEnergy Main | 275.2 | 1
| XSPBU0806 | Y7-119916 | 119916 | Bottom plate, galvanized, for WxD=800x600mm | EDB | xEnergy Main | 110.7 | 1
| XSPBU0806-44 | Y7-119926 | 119926 | Bottom plate, galvanized, for WxD=800x600mm, divided 4/4 | EDB | xEnergy Main | 113.4 | 1
| XSPBU0806-62 | Y7-119925 | 119925 | Bottom plate, galvanized, for WxD=800x600mm, divided 6/2 | EDB | xEnergy Main | 105.5 | 1
| XSPBU0806A | Y7-178076 | 178076 | Floor plate, aluminum, WxD = 800 x 600 mm | EDB | xEnergy Main | 270 | 1
| XSPBU0808 | Y7-119921 | 119921 | Bottom plate, galvanized, for WxD=800x800mm | EDB | xEnergy Main | 151.4 | 1
| XSPBU0808-44 | Y7-119934 | 119934 | Bottom plate, galvanized, for WxD=800x800mm, divided 4/4 | EDB | xEnergy Main | 158.4 | 1
| XSPBU0808-62 | Y7-119933 | 119933 | Bottom plate, galvanized, for WxD=800x800mm, divided 6/2 | EDB | xEnergy Main | 149 | 1
| XSPBU0808A | Y7-178080 | 178080 | Floor plate, aluminum, WxD = 800 x 800 mm | EDB | xEnergy Main | 370.2 | 1
| XSPBU1006 | Y7-119917 | 119917 | Bottom plate, galvanized, for WxD=1000x600mm | EDB | xEnergy Main | 139.8 | 1
| XSPBU1006-64 | Y7-119927 | 119927 | Bottom plate, galvanized, for WxD=1000x600mm, divided 6/4 | EDB | xEnergy Main | 138.9 | 1
| XSPBU1006-64-S | Y7-119928 | 119928 | Bottom plate, galvanized, divided 6/4, PIFT, for, WxD=1000x600mm, up to IP55 | EDB | xEnergy Main | 111.7 | 1
| XSPBU1006-73-S | Y7-119929 | 119929 | Bottom plate, galvanized, for WxD=1000x600mm, divided 7/3 S. h.T. | EDB | xEnergy Main | 111.2 | 1
| XSPBU1006A | Y7-178077 | 178077 | Floor plate, aluminum, WxD = 1000 x 600 mm | EDB | xEnergy Main | 341.5 | 1
| XSPBU1008 | Y7-119922 | 119922 | Bottom plate, galvanized, for WxD=1000x800mm | EDB | xEnergy Main | 194.3 | 1
| XSPBU1008-64 | Y7-119935 | 119935 | Bottom plate, galvanized, for WxD=1000x800mm, divided 6/4 | EDB | xEnergy Main | 195.8 | 1
| XSPBU1008-64-S | Y7-119936 | 119936 | Bottom plate, galvanized, divided 6/4, PIFT, for, WxD=1000x800mm, up to IP55 | EDB | xEnergy Main | 169.9 | 1
| XSPBU1008-73-S | Y7-119937 | 119937 | Bottom plate, galvanized, for WxD=1000x800mm, divided 7/3 S. h.T. | EDB | xEnergy Main | 159.5 | 1
| XSPBU1008A | Y7-178081 | 178081 | Floor plate, aluminum, WxD = 1000 x 800 mm | EDB | xEnergy Main | 481.2 | 1
| XSPBU1106 | Y7-143221 | 143221 | Bottom plate, galvanized, for WxD=1100x600mm | EDB | xEnergy Main | 159.7 | 1
| XSPBU1106A | Y7-193050 | 193050 | Bottom plate, aluminium, for WxD=1100x600mm | EDB | xEnergy Main | 384.3 | 1
| XSPBU1108 | Y7-143222 | 143222 | Bottom plate, galvanized, for WxD=1100x800mm | EDB | xEnergy Main | 220.1 | 1
| XSPBU1108A | Y7-193056 | 193056 | Bottom plate, aluminium, for WxD=1100x800mm | EDB | xEnergy Main | 532 | 1
| XSPBU1206 | Y7-119918 | 119918 | Bottom plate, galvanized, for WxD=1200x600mm | EDB | xEnergy Main | 174.7 | 1
| XSPBU1206-66-S | Y7-119930 | 119930 | Bottom plate, galvanized, divided 6/6, PIFT, for, WxD=1200x600mm, up to IP55 | EDB | xEnergy Main | 142.4 | 1
| XSPBU1206-75-S | Y7-119931 | 119931 | Bottom plate, galvanized, for WxD=1200x600mm, divided 7/5 S. h.T. | EDB | xEnergy Main | 139 | 1
| XSPBU1206A | Y7-193051 | 193051 | Bottom plate, aluminium, for WxD=1200x600mm | EDB | xEnergy Main | 420.4 | 1
| XSPBU1208 | Y7-119923 | 119923 | Bottom plate, galvanized, for WxD=1200x800mm | EDB | xEnergy Main | 235.9 | 1
| XSPBU1208-66-S | Y7-119938 | 119938 | Bottom plate, galvanized, divided 6/6, PIFT, for, WxD=1200x800mm, up to IP55 | EDB | xEnergy Main | 210.8 | 1
| XSPBU1208-75-S | Y7-119939 | 119939 | Bottom plate, galvanized, for WxD=1200x800mm, divided 7/5 S. h.T. | EDB | xEnergy Main | 199.7 | 1
| XSPBU1208A | Y7-193057 | 193057 | Bottom plate, aluminium, for WxD=1200x800mm | EDB | xEnergy Main | 583 | 1
| XSPBU13506 | Y7-143226 | 143226 | Bottom plate, galvanized, for WxD=1350x600mm | EDB | xEnergy Main | 195.7 | 1
| XSPBU13506A | Y7-193052 | 193052 | Bottom plate, aluminium, for WxD=1350x600mm | EDB | xEnergy Main | 474.8 | 1
| XSPBU13508 | Y7-143227 | 143227 | Bottom plate, galvanized, for WxD=1350x800mm | EDB | xEnergy Main | 270.7 | 1
| XSPBU13508A | Y7-193058 | 193058 | Bottom plate, aluminium, for WxD=1350x800mm | EDB | xEnergy Main | 659 | 1
| XSPBUP0806 | Y7-192879 | 192879 | Bottom plate, pre-punched, for WxD=800x600mm | EDB | xEnergy Main | 71.6 | 1
| XSPBUP0808 | Y7-192880 | 192880 | Bottom plate, pre-punched, for WxD=800x800mm | EDB | xEnergy Main | 101.4 | 1
| XSPBUP1006 | Y7-192881 | 192881 | Bottom plate, pre-punched, for WxD=1000x600mm | EDB | xEnergy Main | 99.7 | 1
| XSPBUP1008 | Y7-192882 | 192882 | Bottom plate, pre-punched, for WxD=1000x800mm | EDB | xEnergy Main | 124.4 | 1
| XSPBUP1206 | Y7-192883 | 192883 | Bottom plate, pre-punched, for WxD=1200x600mm | EDB | xEnergy Main | 106.6 | 1
| XSPBUP1208 | Y7-192884 | 192884 | Bottom plate, pre-punched, for WxD=1200x800mm | EDB | xEnergy Main | 145.1 | 1
| XSPEAL0206 | Y7-192885 | 192885 | Gland plate AL C200 D600 | EDB | xEnergy Main | 96 | 1
| XSPEAL0208 | Y7-192888 | 192888 | Gland plate AL C200 D800 | EDB | xEnergy Main | 137.2 | 1
| XSPEAL0406 | Y7-192886 | 192886 | Inset plate AL, cabler400 D=600 | EDB | xEnergy Main | 146.8 | 1
| XSPEAL0408 | Y7-192889 | 192889 | Gland plate AL C400 D800 | EDB | xEnergy Main | 215.3 | 1
| XSPEAL0606 | Y7-192887 | 192887 | Inset plate AL, cabler600 D=600 | EDB | xEnergy Main | 217.7 | 1
| XSPEAL0608 | Y7-192890 | 192890 | Gland plate AL C600 D800 | EDB | xEnergy Main | 326.7 | 1
| XSPTA0404 | Y7-107256 | 107256 | Top plate, for arc protection, for WxD=425x400mm, IP40, grey | EDB | xEnergy Main | 234.5 | 1
| XSPTA0404-SOND-RAL* | Y7-122515 | 122515 | Top plate, for arc protection, for WxD=425x400mm, special color | EDB | xEnergy Main | 269.6 | 1
| XSPTA0406 | Y7-107257 | 107257 | Top plate, for arc protection, for WxD=425x600mm, IP40, grey | EDB | xEnergy Main | 270.5 | 1
| XSPTA0406-SOND-RAL* | Y7-122516 | 122516 | Top plate, for arc protection, for WxD=425x600mm, special color | EDB | xEnergy Main | 311 | 1
| XSPTA0408 | Y7-107258 | 107258 | Top plate, for arc protection, for WxD=425x800mm, IP40, grey | EDB | xEnergy Main | 287.3 | 1
| XSPTA0408-SOND-RAL* | Y7-122517 | 122517 | Top plate, for arc protection, for WxD=425x800mm, special color | EDB | xEnergy Main | 330.4 | 1
| XSPTA0604 | Y7-107259 | 107259 | Top plate, for arc protection, for WxD=600x400mm, IP40, grey | EDB | xEnergy Main | 279.6 | 1
| XSPTA0604-SOND-RAL* | Y7-122518 | 122518 | Top plate, for arc protection, for WxD=600x400mm, special color | EDB | xEnergy Main | 300.4 | 1
| XSPTA0606 | Y7-107280 | 107280 | Top plate, for arc protection, for WxD=600x600mm, IP40, grey | EDB | xEnergy Main | 298.5 | 1
| XSPTA0606-SOND-RAL* | Y7-122519 | 122519 | Top plate, for arc protection, for WxD=600x600mm, special color | EDB | xEnergy Main | 343.3 | 1
| XSPTA0608 | Y7-107281 | 107281 | Top plate, for arc protection, for WxD=600x800mm, IP40, grey | EDB | xEnergy Main | 342.5 | 1
| XSPTA0608-SOND-RAL* | Y7-122520 | 122520 | Top plate, for arc protection, for WxD=600x800mm, special color | EDB | xEnergy Main | 393.8 | 1
| XSPTA0804 | Y7-107282 | 107282 | Top plate, for arc protection, for WxD=800x400mm, IP40, grey | EDB | xEnergy Main | 294.9 | 1
| XSPTA0804-SOND-RAL* | Y7-122521 | 122521 | Top plate, for arc protection, for WxD=800x400mm, special color | EDB | xEnergy Main | 339 | 1
| XSPTA0806 | Y7-107283 | 107283 | Top plate, for arc protection, for WxD=800x600mm, IP40, grey | EDB | xEnergy Main | 341.7 | 1
| XSPTA0806-2 | Y7-195250 | 195250 | Top-p. outg. arc flash flap; W=800 D=600 | EDB | xEnergy Main | 397 | 1
| XSPTA0806-SOND-RAL* | Y7-122522 | 122522 | Top plate, for arc protection, for WxD=800x600mm, special color | EDB | xEnergy Main | 393.2 | 1
| XSPTA0808 | Y7-107284 | 107284 | Top plate, for arc protection, for WxD=800x800mm, IP40, grey | EDB | xEnergy Main | 387.5 | 1
| XSPTA0808-2 | Y7-195253 | 195253 | Top-p. outg. arc flash flap; W=800 D=800 | EDB | xEnergy Main | 471.9 | 1
| XSPTA0808-SOND-RAL* | Y7-122523 | 122523 | Top plate, for arc protection, for WxD=800x800mm, special color | EDB | xEnergy Main | 445.6 | 1
| XSPTA08503 | Y7-143377 | 143377 | Top plate, for arc protection, for WxD=850x300mm, grey | EDB | xEnergy Main | 243.2 | 1
| XSPTA08503-SOND-RAL* | Y7-143513 | 143513 | Top plate, for arc protection, for WxD=850x300mm, special color | EDB | xEnergy Main | 288.4 | 1
| XSPTA08504 | Y7-143378 | 143378 | Top plate, for arc protection, for WxD=850x400mm, grey | EDB | xEnergy Main | 278.7 | 1
| XSPTA08504-SOND-RAL* | Y7-143514 | 143514 | Top plate, for arc protection, for WxD=850x400mm, special color | EDB | xEnergy Main | 320.4 | 1
| XSPTA08505 | Y7-143379 | 143379 | Top plate, for arc protection, for WxD=850x500mm, grey | EDB | xEnergy Main | 294.7 | 1
| XSPTA08505-SOND-RAL* | Y7-143515 | 143515 | Top plate, for arc protection, for WxD=850x500mm, special color | EDB | xEnergy Main | 349.4 | 1
| XSPTA08506 | Y7-143380 | 143380 | Top plate, for arc protection, for WxD=850x600mm, grey | EDB | xEnergy Main | 329.9 | 1
| XSPTA08506-SOND-RAL* | Y7-143516 | 143516 | Top plate, for arc protection, for WxD=850x600mm, special color | EDB | xEnergy Main | 379.4 | 1
| XSPTA08508 | Y7-143381 | 143381 | Top plate, for arc protection, for WxD=850x800mm, grey | EDB | xEnergy Main | 378.4 | 1
| XSPTA08508-SOND-RAL* | Y7-143517 | 143517 | Top plate, for arc protection, for WxD=850x800mm, special color | EDB | xEnergy Main | 435.1 | 1
| XSPTA1004 | Y7-107285 | 107285 | Top plate, for arc protection, for WxD=1000x400mm, IP40, grey | EDB | xEnergy Main | 377.9 | 1
| XSPTA1004-SOND-RAL* | Y7-122524 | 122524 | Top plate, for arc protection, for WxD=1000x400mm, special color | EDB | xEnergy Main | 434.5 | 1
| XSPTA1006 | Y7-107286 | 107286 | Top plate, for arc protection, for WxD=1000x600mm, IP40, grey | EDB | xEnergy Main | 434.9 | 1
| XSPTA1006-2 | Y7-195251 | 195251 | Top-p. outg. arc flash flap; W=1000 D=600 | EDB | xEnergy Main | 493.7 | 1
| XSPTA1006-SOND-RAL* | Y7-122525 | 122525 | Top plate, for arc protection, for WxD=1000x600mm, special color | EDB | xEnergy Main | 500 | 1
| XSPTA1008 | Y7-107287 | 107287 | Top plate, for arc protection, for WxD=1000x800mm, IP40, grey | EDB | xEnergy Main | 504 | 1
| XSPTA1008-2 | Y7-195254 | 195254 | Top-p. outg. arc flash flap; W=1000 D=800 | EDB | xEnergy Main | 630 | 1
| XSPTA1008-SOND-RAL* | Y7-122526 | 122526 | Top plate, for arc protection, for WxD=1000x800mm, special color | EDB | xEnergy Main | 580 | 1
| XSPTA1103 | Y7-143382 | 143382 | Top plate, for arc protection, for WxD=1100x300mm, grey | EDB | xEnergy Main | 269 | 1
| XSPTA1103-SOND-RAL* | Y7-143518 | 143518 | Top plate, for arc protection, for WxD=1100x300mm, special color | EDB | xEnergy Main | 319.1 | 1
| XSPTA1104 | Y7-143383 | 143383 | Top plate, for arc protection, for WxD=1100x400mm, grey | EDB | xEnergy Main | 312.5 | 1
| XSPTA1104-SOND-RAL* | Y7-143519 | 143519 | Top plate, for arc protection, for WxD=1100x400mm, special color | EDB | xEnergy Main | 359.3 | 1
| XSPTA1105 | Y7-143384 | 143384 | Top plate, for arc protection, for WxD=1100x500mm, grey | EDB | xEnergy Main | 335.9 | 1
| XSPTA1105-SOND-RAL* | Y7-143520 | 143520 | Top plate, for arc protection, for WxD=1100x500mm, special color | EDB | xEnergy Main | 398.2 | 1
| XSPTA1106 | Y7-143385 | 143385 | Top plate, for arc protection, for WxD=1100x600mm, grey | EDB | xEnergy Main | 377.7 | 1
| XSPTA1106-SOND-RAL* | Y7-143521 | 143521 | Top plate, for arc protection, for WxD=1100x600mm, special color | EDB | xEnergy Main | 434.4 | 1
| XSPTA1108 | Y7-133016 | 133016 | Top plate, for arc protection, for WxD=1100x800mm, grey | EDB | xEnergy Main | 461.1 | 1
| XSPTA1108-SOND-RAL* | Y7-133064 | 133064 | Top plate, for arc protection, for WxD=1100x800mm, special color | EDB | xEnergy Main | 530 | 1
| XSPTA1204 | Y7-107288 | 107288 | Top plate, for arc protection, for WxD=1200x400mm, IP40, grey | EDB | xEnergy Main | 383 | 1
| XSPTA1204-SOND-RAL* | Y7-122527 | 122527 | Top plate, for arc protection, for WxD=1200x400mm, special color | EDB | xEnergy Main | 440.5 | 1
| XSPTA1206 | Y7-107289 | 107289 | Top plate, for arc protection, for WxD=1200x600mm, IP40, grey | EDB | xEnergy Main | 459.1 | 1
| XSPTA1206-2 | Y7-195252 | 195252 | Top-p. outg. arc flash flap; W=1200 D=600 | EDB | xEnergy Main | 555 | 1
| XSPTA1206-SOND-RAL* | Y7-122528 | 122528 | Top plate, for arc protection, for WxD=1200x600mm, special color | EDB | xEnergy Main | 528 | 1
| XSPTA1208 | Y7-107290 | 107290 | Top plate, for arc protection, for WxD=1200x800mm, IP40, grey | EDB | xEnergy Main | 533 | 1
| XSPTA1208-2 | Y7-195255 | 195255 | Top-p. outg. arc flash flap; W=1200 D=800 | EDB | xEnergy Main | 717 | 1
| XSPTA1208-SOND-RAL* | Y7-122529 | 122529 | Top plate, for arc protection, for WxD=1200x800mm, special color | EDB | xEnergy Main | 614 | 1
| XSPTA13503 | Y7-143386 | 143386 | Top plate, for arc protection, for WxD=1350x300mm, grey | EDB | xEnergy Main | 292.9 | 1
| XSPTA13503-SOND-RAL* | Y7-143522 | 143522 | Top plate, for arc protection, for WxD=1350x300mm, special color | EDB | xEnergy Main | 347.3 | 1
| XSPTA13504 | Y7-143387 | 143387 | Top plate, for arc protection, for WxD=1350x400mm, grey | EDB | xEnergy Main | 345 | 1
| XSPTA13504-SOND-RAL* | Y7-143523 | 143523 | Top plate, for arc protection, for WxD=1350x400mm, special color | EDB | xEnergy Main | 396.8 | 1
| XSPTA13505 | Y7-143388 | 143388 | Top plate, for arc protection, for WxD=1350x500mm, grey | EDB | xEnergy Main | 348 | 1
| XSPTA13505-SOND-RAL* | Y7-143524 | 143524 | Top plate, for arc protection, for WxD=1350x500mm, special color | EDB | xEnergy Main | 441.6 | 1
| XSPTA13506 | Y7-143389 | 143389 | Top plate, for arc protection, for WxD=1350x600mm, grey | EDB | xEnergy Main | 422.8 | 1
| XSPTA13506-SOND-RAL* | Y7-143525 | 143525 | Top plate, for arc protection, for WxD=1350x600mm, special color | EDB | xEnergy Main | 486.3 | 1
| XSPTA13508 | Y7-133017 | 133017 | Top plate, for arc protection, for WxD=1350x800mm, grey | EDB | xEnergy Main | 519 | 1
| XSPTA13508-SOND-RAL* | Y7-133065 | 133065 | Top plate, for arc protection, for WxD=1350x800mm, special color | EDB | xEnergy Main | 597 | 1
| XSPTC0302 | Y7-500792 | 500792 |  | EDB | xEnergy Main | 30.27 | 1
| XSPTC0302-SOND-RAL* | Y7-500793 | 500793 |  | EDB | xEnergy Main | 31.95 | 1
| XSPTC0306 | Y7-177085 | 177085 | Top plate without flange apertures, for WxD = 300 x 600 mm, IP55, grey | EDB | xEnergy Main | 53 | 1
| XSPTC0308 | Y7-193070 | 193070 | Top Bottom plate closed IP55 B300 T800 | EDB | xEnergy Main | 50.7 | 1
| XSPTC0402 | Y7-150483 | 150483 | Top plate, closed, IP55, for WxD=425x200mm, grey | EDB | xEnergy Main | 43.95 | 1
| XSPTC0404-SOND-RAL* | Y7-122316 | 122316 | Top plate, closed, IP55, for WxD=425x400mm, special color | EDB | xEnergy Main | 67.5 | 1
| XSPTC0406 | Y7-284302 | 284302 | Top plate flanges, closed, for WxD = 425 x 600 mm, IP55, grey | EDB | xEnergy Main | 66.8 | 1
| XSPTC0406-SOND-RAL* | Y7-122317 | 122317 | Top plate, closed, IP55, for WxD=425x600mm, special color | EDB | xEnergy Main | 77.2 | 1
| XSPTC0408 | Y7-284303 | 284303 | Top plate flanges, closed, for WxD = 425 x 800 mm, IP55, grey | EDB | xEnergy Main | 75.1 | 1
| XSPTC0408-SOND-RAL* | Y7-122318 | 122318 | Top plate, closed, IP55, for WxD=425x800mm, special color | EDB | xEnergy Main | 86.9 | 1
| XSPTC0602 | Y7-150484 | 150484 | Top plate, closed, IP55, for WxD=600x200mm, grey | EDB | xEnergy Main | 34.73 | 1
| XSPTC0604-SOND-RAL* | Y7-122319 | 122319 | Top plate, closed, IP55, for WxD=600x400mm, special color | EDB | xEnergy Main | 73.7 | 1
| XSPTC0606 | Y7-284305 | 284305 | Top plate flanges, closed, for WxD = 600 x 600 mm, IP55, grey | EDB | xEnergy Main | 69.5 | 1
| XSPTC0606_BULK_373915609 | Y7-180054 | 180054 | Top plate closed W=600 D=600 | EDB | xEnergy Main | 55.7 | 1
| XSPTC0606-SOND-RAL* | Y7-122320 | 122320 | Top plate, closed, IP55, for WxD=600x600mm, special color | EDB | xEnergy Main | 80 | 1
| XSPTC0608 | Y7-284306 | 284306 | Top plate flanges, closed, for WxD = 600 x 800 mm, IP55, grey | EDB | xEnergy Main | 83.4 | 1
| XSPTC0608_BULK_373915610 | Y7-180055 | 180055 | Top plate closed W=600 D=800 | EDB | xEnergy Main | 83.4 | 1
| XSPTC0608-SOND-RAL* | Y7-122321 | 122321 | Top plate, closed, IP55, for WxD=600x800mm, special color | EDB | xEnergy Main | 95.9 | 1
| XSPTC0802 | Y7-150485 | 150485 | Top plate, closed, IP55, for WxD=800x200mm, grey | EDB | xEnergy Main | 41.67 | 1
| XSPTC0804-SOND-RAL* | Y7-122322 | 122322 | Top plate, closed, IP55, for WxD=800x400mm, special color | EDB | xEnergy Main | 83.4 | 1
| XSPTC0806 | Y7-284308 | 284308 | Top plate flanges, closed, for WxD = 800 x 600 mm, IP55, grey | EDB | xEnergy Main | 83.4 | 1
| XSPTC0806_BULK_373915614 | Y7-180056 | 180056 | Top plate closed W=800 D=600 | EDB | xEnergy Main | 83.4 | 1
| XSPTC0806-SOND-RAL* | Y7-122323 | 122323 | Top plate, closed, IP55, for WxD=800x600mm, special color | EDB | xEnergy Main | 95.9 | 1
| XSPTC0808 | Y7-284309 | 284309 | Top plate flanges, closed, for WxD = 800 x 800 mm, IP55, grey | EDB | xEnergy Main | 102.3 | 1
| XSPTC0808_BULK_373915615 | Y7-180057 | 180057 | Top plate closed W=800 D=800 | EDB | xEnergy Main | 97.3 | 1
| XSPTC0808-SOND-RAL* | Y7-122324 | 122324 | Top plate, closed, IP55, for WxD=800x800mm, special color | EDB | xEnergy Main | 129.7 | 1
| XSPTC08502 | Y7-150486 | 150486 | Top plate, closed, IP55, for WxD=850x200mm, grey | EDB | xEnergy Main | 54.4 | 1
| XSPTC08503-SOND-RAL* | Y7-143526 | 143526 | Top plate, closed, IP55, for WxD=850x300mm, special color | EDB | xEnergy Main | 63.5 | 1
| XSPTC08504-SOND-RAL* | Y7-143527 | 143527 | Top plate, closed, IP55, for WxD=850x400mm, special color | EDB | xEnergy Main | 85.9 | 1
| XSPTC08505-SOND-RAL* | Y7-143528 | 143528 | Top plate, closed, IP55, for WxD=850x500mm, special color | EDB | xEnergy Main | 97.3 | 1
| XSPTC08506-SOND-RAL* | Y7-143529 | 143529 | Top plate, closed, IP55, for WxD=850x600mm, special color | EDB | xEnergy Main | 124.9 | 1
| XSPTC08508-SOND-RAL* | Y7-143530 | 143530 | Top plate, closed, IP55, for WxD=850x800mm, special color | EDB | xEnergy Main | 147.9 | 1
| XSPTC1002 | Y7-150487 | 150487 | Top plate, closed, IP55, for WxD=1000x200mm, grey | EDB | xEnergy Main | 61.1 | 1
| XSPTC1004-SOND-RAL* | Y7-122325 | 122325 | Top plate, closed, IP55, for WxD=1000x400mm, special color | EDB | xEnergy Main | 93.2 | 1
| XSPTC1006 | Y7-284311 | 284311 | Top plate flanges, closed, for WxD = 1000 x 600 mm, IP55, grey | EDB | xEnergy Main | 97.3 | 1
| XSPTC1006_BULK_373915619 | Y7-180058 | 180058 | Top plate closed W=1000 D=600 | EDB | xEnergy Main | 97.3 | 1
| XSPTC1006-SOND-RAL* | Y7-122326 | 122326 | Top plate, closed, IP55, for WxD=1000x600mm, special color | EDB | xEnergy Main | 124.3 | 1
| XSPTC1008 | Y7-284312 | 284312 | Top plate flanges, closed, for WxD = 1000 x 800 mm, IP55, grey | EDB | xEnergy Main | 115.8 | 1
| XSPTC1008_BULK_373915620 | Y7-180059 | 180059 | Top plate closed W=1000 D=800 | EDB | xEnergy Main | 111.2 | 1
| XSPTC1008-SOND-RAL* | Y7-122327 | 122327 | Top plate, closed, IP55, for WxD=1000x800mm, special color | EDB | xEnergy Main | 147 | 1
| XSPTC1102 | Y7-150488 | 150488 | Top plate, closed, IP55, for WxD=1100x200mm, grey | EDB | xEnergy Main | 63.4 | 1
| XSPTC1103-SOND-RAL* | Y7-143531 | 143531 | Top plate, closed, IP55, for WxD=1100x300mm, special color | EDB | xEnergy Main | 75.7 | 1
| XSPTC1104-SOND-RAL* | Y7-143532 | 143532 | Top plate, closed, IP55, for WxD=1100x400mm, special color | EDB | xEnergy Main | 101.8 | 1
| XSPTC1105-SOND-RAL* | Y7-143533 | 143533 | Top plate, closed, IP55, for WxD=1100x500mm, special color | EDB | xEnergy Main | 124.2 | 1
| XSPTC1106 | Y7-143398 | 143398 | Top plate, closed, IP55, for WxD=1100x600mm, grey | EDB | xEnergy Main | 116.9 | 1
| XSPTC1106-SOND-RAL* | Y7-143534 | 143534 | Top plate, closed, IP55, for WxD=1100x600mm, special color | EDB | xEnergy Main | 148.5 | 1
| XSPTC1108 | Y7-133004 | 133004 | Top plate, closed, IP55, for WxD=1100x800mm, grey | EDB | xEnergy Main | 148.9 | 1
| XSPTC1108-SOND-RAL* | Y7-133052 | 133052 | Top plate, closed, IP55, for WxD=1100x800mm, special color | EDB | xEnergy Main | 189.2 | 1
| XSPTC1202 | Y7-150489 | 150489 | Top plate, closed, IP55, for WxD=1200x200mm, grey | EDB | xEnergy Main | 66.1 | 1
| XSPTC1204-SOND-RAL* | Y7-122328 | 122328 | Top plate, closed, IP55, for WxD=1200x400mm, special color | EDB | xEnergy Main | 95.9 | 1
| XSPTC1206 | Y7-284314 | 284314 | Top plate flanges, closed, for WxD = 1200 x 600 mm, IP55, grey | EDB | xEnergy Main | 111.2 | 1
| XSPTC1206-SOND-RAL* | Y7-122329 | 122329 | Top plate, closed, IP55, for WxD=1200x600mm, special color | EDB | xEnergy Main | 127.9 | 1
| XSPTC1208 | Y7-284315 | 284315 | Top plate flanges, closed, for WxD = 1200 x 800 mm, IP55, grey | EDB | xEnergy Main | 132.6 | 1
| XSPTC1208-SOND-RAL* | Y7-122330 | 122330 | Top plate, closed, IP55, for WxD=1200x800mm, special color | EDB | xEnergy Main | 168.2 | 1
| XSPTC13502 | Y7-150490 | 150490 | Top plate, closed, IP55, for WxD=1350x200mm, grey | EDB | xEnergy Main | 71.7 | 1
| XSPTC13503-SOND-RAL* | Y7-143535 | 143535 | Top plate, closed, IP55, for WxD=1350x300mm, special color | EDB | xEnergy Main | 98.7 | 1
| XSPTC13504-SOND-RAL* | Y7-143536 | 143536 | Top plate, closed, IP55, for WxD=1350x400mm, special color | EDB | xEnergy Main | 132 | 1
| XSPTC13505-SOND-RAL* | Y7-143537 | 143537 | Top plate, closed, IP55, for WxD=1350x500mm, special color | EDB | xEnergy Main | 150.4 | 1
| XSPTC13506 | Y7-143402 | 143402 | Top plate, closed, IP55, for WxD=1350x600mm, grey | EDB | xEnergy Main | 143 | 1
| XSPTC13506-SOND-RAL* | Y7-143538 | 143538 | Top plate, closed, IP55, for WxD=1350x600mm, special color | EDB | xEnergy Main | 181.6 | 1
| XSPTC13508 | Y7-133005 | 133005 | Top plate, closed, IP55, for WxD=1350x800mm, grey | EDB | xEnergy Main | 178.6 | 1
| XSPTC13508-SOND-RAL* | Y7-133053 | 133053 | Top plate, closed, IP55, for WxD=1350x800mm, special color | EDB | xEnergy Main | 226.6 | 1
| XSPTC-SPL0306 | Y7-192891 | 192891 | Top plate open W300 D600 | EDB | xEnergy Main | 138.2 | 1
| XSPTC-SPL0308 | Y7-192892 | 192892 | Top plate open W300 D800 | EDB | xEnergy Main | 188.4 | 1
| XSPTC-SPL0309 | Y7-192894 | 192894 | Top plate open W425 D800 | EDB | xEnergy Main | 281.4 | 1
| XSPTC-SPL0310 | Y7-192895 | 192895 | Top plate open W600 D600 | EDB | xEnergy Main | 291.1 | 1
| XSPTC-SPL0311 | Y7-192896 | 192896 | Top plate open W600 D800 | EDB | xEnergy Main | 415.2 | 1
| XSPTC-SPL0408 | Y7-192893 | 192893 | Top plate open W425 D600 | EDB | xEnergy Main | 206.1 | 1
| XSPTC-SPL0806/200 | Y7-192897 | 192897 | Top plate open W800 D600 C200 | EDB | xEnergy Main | 192.1 | 1
| XSPTC-SPL0808/200 | Y7-192898 | 192898 | Top plate open W800 D800 C200 | EDB | xEnergy Main | 255.6 | 1
| XSPTC-SPL1006/200 | Y7-192901 | 192901 | Top plate open W1000 D600 C200 | EDB | xEnergy Main | 210.6 | 1
| XSPTC-SPL1006/400 | Y7-192899 | 192899 | Top plate open W1000 D600 C400 | EDB | xEnergy Main | 293.3 | 1
| XSPTC-SPL1008/200 | Y7-192902 | 192902 | Top plate open W1000 D800 C200 | EDB | xEnergy Main | 284.9 | 1
| XSPTC-SPL1008/400 | Y7-192900 | 192900 | Top plate open W1000 D800 C400 | EDB | xEnergy Main | 414.7 | 1
| XSPTC-SPL1206/400 | Y7-192905 | 192905 | Top plate open W1200 D600 C400 | EDB | xEnergy Main | 315 | 1
| XSPTC-SPL1206/600 | Y7-192903 | 192903 | Top plate open W1200 D600 C600 | EDB | xEnergy Main | 354.8 | 1
| XSPTC-SPL1208/400 | Y7-192906 | 192906 | Top plate open W1200 D800 C400 | EDB | xEnergy Main | 438.8 | 1
| XSPTC-SPL1208/600 | Y7-192904 | 192904 | Top plate open W1200 D800 C600 | EDB | xEnergy Main | 502 | 1
| XSPTF0404-SOND-RAL* | Y7-122331 | 122331 | Top plate, F3A-flanges, for, WxD=425x400mm, IP55, special color | EDB | xEnergy Main | 69.5 | 1
| XSPTF0406 | Y7-284317 | 284317 | Top plate, F3A-flanges for WxD=425x600mm, IP55, grey | EDB | xEnergy Main | 75.1 | 1
| XSPTF0406-SOND-RAL* | Y7-122332 | 122332 | Top plate, F3A-flanges, for, WxD=425x600mm, IP55, special color | EDB | xEnergy Main | 86.9 | 1
| XSPTF0408 | Y7-284318 | 284318 | Top plate, F3A-flanges for WxD=425x800mm, IP55, grey | EDB | xEnergy Main | 83.4 | 1
| XSPTF0408-SOND-RAL* | Y7-122333 | 122333 | Top plate, F3A-flanges, for, WxD=425x800mm, IP55, special color | EDB | xEnergy Main | 95.9 | 1
| XSPTF0604-SOND-RAL* | Y7-122334 | 122334 | Top plate, F3A-flanges, for, WxD=600x400mm, IP55, special color | EDB | xEnergy Main | 86.9 | 1
| XSPTF0606 | Y7-284320 | 284320 | Top plate, F3A-flanges for WxD=600x600mm, IP55, grey | EDB | xEnergy Main | 77.9 | 1
| XSPTF0606-SOND-RAL* | Y7-122335 | 122335 | Top plate, F3A-flanges, for, WxD=600x600mm, IP55, special color | EDB | xEnergy Main | 89.7 | 1
| XSPTF0606-XF | Y7-121440 | 121440 | Top plate, F3A-flanges XF, for, WxD=600x600mm, IP55, grey | EDB | xEnergy Main | 75.2 | 1
| XSPTF0606-XF-SOND-RAL* | Y7-122626 | 122626 | Top plate, F3A-flanges XF, for, WxD=600x600mm, IP55, special color | EDB | xEnergy Main | 95.4 | 1
| XSPTF0608 | Y7-284321 | 284321 | Top plate, F3A-flanges for WxD=600x800mm, IP55, grey | EDB | xEnergy Main | 97.3 | 1
| XSPTF0608-SOND-RAL* | Y7-122336 | 122336 | Top plate, F3A-flanges, for, WxD=600x800mm, IP55, special color | EDB | xEnergy Main | 119.8 | 1
| XSPTF0608-XF | Y7-121441 | 121441 | Top plate, F3A-flanges XF, for, WxD=600x800mm, IP55, grey | EDB | xEnergy Main | 100.2 | 1
| XSPTF0608-XF-SOND-RAL* | Y7-122627 | 122627 | Top plate, F3A-flanges XF, for, WxD=600x800mm, IP55, special color | EDB | xEnergy Main | 127.1 | 1
| XSPTF0804-SOND-RAL* | Y7-122337 | 122337 | Top plate, F3A-flanges, for, WxD=800x400mm, IP55, special color | EDB | xEnergy Main | 83.4 | 1
| XSPTF0806 | Y7-284323 | 284323 | Top plate, F3A-flanges for WxD=800x600mm, IP55, grey | EDB | xEnergy Main | 77.9 | 1
| XSPTF0806-SOND-RAL* | Y7-122338 | 122338 | Top plate, F3A-flanges, for, WxD=800x600mm, IP55, special color | EDB | xEnergy Main | 89.7 | 1
| XSPTF0806-XF | Y7-121442 | 121442 | Top plate, F3A-flanges XF, for, WxD=800x600mm, IP55, grey | EDB | xEnergy Main | 97.1 | 1
| XSPTF0806-XF-SOND-RAL* | Y7-122628 | 122628 | Top plate, F3A-flanges XF, for, WxD=800x600mm, IP55, special color | EDB | xEnergy Main | 123.4 | 1
| XSPTF0808 | Y7-284324 | 284324 | Top plate, F3A-flanges for WxD=800x800mm, IP55, grey | EDB | xEnergy Main | 103.6 | 1
| XSPTF0808-SOND-RAL* | Y7-122339 | 122339 | Top plate, F3A-flanges, for, WxD=800x800mm, IP55, special color | EDB | xEnergy Main | 122.7 | 1
| XSPTF0808-XF | Y7-121443 | 121443 | Top plate, F3A-flanges XF, for, WxD=800x800mm, IP55, grey | EDB | xEnergy Main | 125.9 | 1
| XSPTF0808-XF-SOND-RAL* | Y7-122629 | 122629 | Top plate, F3A-flanges XF, for, WxD=800x800mm, IP55, special color | EDB | xEnergy Main | 159.8 | 1
| XSPTF08503-SOND-RAL* | Y7-143539 | 143539 | Top plate, F3A-flanges, for WxD=850x300mm, IP55, special color | EDB | xEnergy Main | 71.8 | 1
| XSPTF1006 | Y7-284326 | 284326 | Top plate, F3A-flanges for WxD=1000x600mm, IP55, grey | EDB | xEnergy Main | 97.3 | 1
| XSPTF1006-MC | Y7-158116 | 158116 | Top plate, for F3A-flanges, for WxD=1000x600mm, grey | EDB | xEnergy Main | 143.7 | 1
| XSPTF1006-SOND-RAL* | Y7-122341 | 122341 | Top plate, F3A-flanges, for, WxD=1000x600mm, IP55, special color | EDB | xEnergy Main | 115.8 | 1
| XSPTF1006-XF | Y7-121444 | 121444 | Top plate, F3A-flanges XF, for, WxD=1000x600mm, IP55, grey | EDB | xEnergy Main | 122.2 | 1
| XSPTF1006-XF-SOND-RAL* | Y7-122630 | 122630 | Top plate, F3A-flanges XF, for, WxD=1000x600mm, IP55, special color | EDB | xEnergy Main | 155.1 | 1
| XSPTF1008 | Y7-284327 | 284327 | Top plate, F3A-flanges for WxD=1000x800mm, IP55, grey | EDB | xEnergy Main | 147.6 | 1
| XSPTF1008-MC | Y7-158118 | 158118 | Top plate, for F3A-flanges, for WxD=1000x800mm, grey | EDB | xEnergy Main | 170.8 | 1
| XSPTF1008-SOND-RAL* | Y7-122342 | 122342 | Top plate, F3A-flanges, for, WxD=1000x800mm, IP55, special color | EDB | xEnergy Main | 187.3 | 1
| XSPTF1008-XF | Y7-121445 | 121445 | Top plate, F3A-flanges XF, for, WxD=1000x800mm, IP55, grey | EDB | xEnergy Main | 154.2 | 1
| XSPTF1008-XF-SOND-RAL* | Y7-122631 | 122631 | Top plate, F3A-flanges XF, for, WxD=1000x800mm, IP55, special color | EDB | xEnergy Main | 195.8 | 1
| XSPTF1106 | Y7-143411 | 143411 | Top plate, F3A-flanges, for WxD=1100x600mm, IP55, grey | EDB | xEnergy Main | 118 | 1
| XSPTF1106-SOND-RAL* | Y7-143547 | 143547 | Top plate, F3A-flanges, for WxD=1100x600mm, IP55, special color | EDB | xEnergy Main | 149.7 | 1
| XSPTF1108 | Y7-133006 | 133006 | Top plate, F3A-flanges, for WxD=1100x800mm, IP55, grey | EDB | xEnergy Main | 157.3 | 1
| XSPTF1108-SOND-RAL* | Y7-133054 | 133054 | Top plate, F3A-flanges, for, WxD=1100x800mm, IP55, special color | EDB | xEnergy Main | 199.5 | 1
| XSPTF1206 | Y7-284329 | 284329 | Top plate, F3A-flanges for WxD=1200x600mm, IP55, grey | EDB | xEnergy Main | 137.4 | 1
| XSPTF1206-MC | Y7-158117 | 158117 | Top plate, for F3A-flanges, for WxD=1200x600mm, grey | EDB | xEnergy Main | 174.5 | 1
| XSPTF1206-SOND-RAL* | Y7-122344 | 122344 | Top plate, F3A-flanges, for, WxD=1200x600mm, IP55, special color | EDB | xEnergy Main | 174.4 | 1
| XSPTF1206-XF | Y7-121446 | 121446 | Top plate, F3A-flanges XF, for, WxD=1200x600mm, IP55, grey | EDB | xEnergy Main | 139.4 | 1
| XSPTF1206-XF-SOND-RAL* | Y7-122632 | 122632 | Top plate, F3A-flanges XF, for, WxD=1200x600mm, IP55, special color | EDB | xEnergy Main | 176.9 | 1
| XSPTF1208 | Y7-284330 | 284330 | Top plate, F3A-flanges for WxD=1200x800mm, IP55, grey | EDB | xEnergy Main | 167.8 | 1
| XSPTF1208-MC | Y7-158119 | 158119 | Top plate, for F3A-flanges, for WxD=1200x800mm, grey | EDB | xEnergy Main | 207.5 | 1
| XSPTF1208-SOND-RAL* | Y7-122345 | 122345 | Top plate, F3A-flanges, for, WxD=1200x800mm, IP55, special color | EDB | xEnergy Main | 212.7 | 1
| XSPTF1208-XF | Y7-121447 | 121447 | Top plate, F3A-flanges XF, for, WxD=1200x800mm, IP55, grey | EDB | xEnergy Main | 172.4 | 1
| XSPTF1208-XF-SOND-RAL* | Y7-122633 | 122633 | Top plate, F3A-flanges XF, for, WxD=1200x800mm, IP55, special color | EDB | xEnergy Main | 218.7 | 1
| XSPTF13506 | Y7-143415 | 143415 | Top plate, F3A-flanges, for WxD=1350x600mm, IP55, grey | EDB | xEnergy Main | 146.1 | 1
| XSPTF13506-SOND-RAL* | Y7-143551 | 143551 | Top plate, F3A-flanges, for WxD=1350x600mm, IP55, special color | EDB | xEnergy Main | 185.4 | 1
| XSPTF13508 | Y7-133007 | 133007 | Top plate, F3A-flanges, for WxD=1350x800mm, IP55, grey | EDB | xEnergy Main | 189.5 | 1
| XSPTF13508-SOND-RAL* | Y7-133055 | 133055 | Top plate, F3A-flanges, for, WxD=1350x800mm, IP55, special color | EDB | xEnergy Main | 240.4 | 1
| XSPTU06A | Y7-178052 | 178052 | Top panel, Alu, D=600mm | EDB | xEnergy Main | 152.7 | 1
| XSPTU06S | Y7-178050 | 178050 | Top panel, steel, D=600mm, grey | EDB | xEnergy Main | 135.7 | 1
| XSPTU08A | Y7-178053 | 178053 | Top panel, Alu, D=800mm | EDB | xEnergy Main | 189.3 | 1
| XSPTU08S | Y7-178051 | 178051 | Top panel, steel, D=800mm, grey | EDB | xEnergy Main | 165.6 | 1
| XSPTV40406 | Y7-178054 | 178054 | Top panel, WxD=425x600mm, IP42, grey | EDB | xEnergy Main | 335.8 | 1
| XSPTV40408 | Y7-178058 | 178058 | Top panel, WxD=425x800mm, IP42, grey | EDB | xEnergy Main | 378.6 | 1
| XSPTV40606 | Y7-178055 | 178055 | Top panel, WxD=600x600mm, IP42, grey | EDB | xEnergy Main | 383.7 | 1
| XSPTV40608 | Y7-178059 | 178059 | Top panel, WxD=600x800mm, IP42, grey | EDB | xEnergy Main | 445.6 | 1
| XSPTV40806 | Y7-178056 | 178056 | Top panel, WxD=800x600mm, IP42, grey | EDB | xEnergy Main | 445.7 | 1
| XSPTV40808 | Y7-178060 | 178060 | Top panel, WxD=800x800mm, IP42, grey | EDB | xEnergy Main | 529 | 1
| XSPTV41006 | Y7-178057 | 178057 | Top panel, WxD=1000x600mm, IP42, grey | EDB | xEnergy Main | 496.8 | 1
| XSPTV41008 | Y7-178061 | 178061 | Top panel, WxD=1000x800mm, IP42, grey | EDB | xEnergy Main | 593 | 1
| XSPTV430306 | Y7-302651 | 302651 | Ventilated roof IP43, BBB, W300 D600 | EDB | xEnergy Main | 652 | 1
| XSPTV430308 | Y7-302660 | 302660 | Ventilated roof IP43, BBB, W300 D800 | EDB | xEnergy Main | 796 | 1
| XSPTV430406 | Y7-302652 | 302652 | Ventilated roof IP43, BBB, W425 D600 | EDB | xEnergy Main | 752 | 1
| XSPTV430408 | Y7-302661 | 302661 | Ventilated roof IP43, BBB, W425 D800 | EDB | xEnergy Main | 907 | 1
| XSPTV430606 | Y7-302653 | 302653 | Ventilated roof IP43, BBB, W600 D600 | EDB | xEnergy Main | 907 | 1
| XSPTV430608 | Y7-302662 | 302662 | Ventilated roof IP43, BBB, W600 D800 | EDB | xEnergy Main | 1074 | 1
| XSPTV430806 | Y7-302654 | 302654 | Ventilated roof IP43, BBB, W800 D600 | EDB | xEnergy Main | 1078 | 1
| XSPTV430808 | Y7-302663 | 302663 | Ventilated roof IP43, BBB, W800 D800 | EDB | xEnergy Main | 924 | 1
| XSPTV4308506 | Y7-302655 | 302655 | Ventilated roof IP43, BBB, W850 D600 | EDB | xEnergy Main | 1102 | 1
| XSPTV4308508 | Y7-302664 | 302664 | Ventilated roof IP43, BBB, W850 D800 | EDB | xEnergy Main | 1355 | 1
| XSPTV431006 | Y7-302656 | 302656 | Ventilated roof IP43, BBB, W1000 D600 | EDB | xEnergy Main | 1335 | 1
| XSPTV431008 | Y7-302665 | 302665 | Ventilated roof IP43, BBB, W1000 D800 | EDB | xEnergy Main | 1575 | 1
| XSPTV431106 | Y7-302657 | 302657 | Ventilated roof IP43, BBB, W1100 D600 | EDB | xEnergy Main | 1441 | 1
| XSPTV431108 | Y7-302666 | 302666 | Ventilated roof IP43, BBB, W1100 D800 | EDB | xEnergy Main | 1755 | 1
| XSPTV431206 | Y7-302658 | 302658 | Ventilated roof IP43, BBB, W1200 D600 | EDB | xEnergy Main | 1505 | 1
| XSPTV431208 | Y7-302667 | 302667 | Ventilated roof IP43, BBB, W1200 D800 | EDB | xEnergy Main | 1831 | 1
| XSPTV431306 | Y7-302659 | 302659 | Ventilated roof IP43, BBB, W1300 D600 | EDB | xEnergy Main | 1658 | 1
| XSPTV431308 | Y7-302668 | 302668 | Ventilated roof IP43, BBB, W1300 D800 | EDB | xEnergy Main | 1976 | 1
| XSPTV4-W1000D600 | Y7-183191 | 183191 | Top panel, WxD=1000x600mm, IP42, grey | EDB | xEnergy Main | 465.3 | 1
| XSPTV4-W1000D800 | Y7-183195 | 183195 | Top panel, WxD=1000x800mm, IP42, grey | EDB | xEnergy Main | 551 | 1
| XSPTV4-W1100D600 | Y7-182493 | 182493 | Top panel, WxD=1100x600mm, IP42, grey | EDB | xEnergy Main | 505 | 1
| XSPTV4-W1100D800 | Y7-182494 | 182494 | Top panel, WxD=1100x800mm, IP42, grey | EDB | xEnergy Main | 599 | 1
| XSPTV4-W1200D600 | Y7-182495 | 182495 | Top panel, WxD=1200x600mm, IP42, grey | EDB | xEnergy Main | 528 | 1
| XSPTV4-W1200D800 | Y7-182496 | 182496 | Top panel, WxD=1200x800mm, IP42, grey | EDB | xEnergy Main | 624 | 1
| XSPTV4-W1350D600 | Y7-182497 | 182497 | Top panel, WxD=1350x600mm, IP42, grey | EDB | xEnergy Main | 561 | 1
| XSPTV4-W1350D800 | Y7-182498 | 182498 | Top panel, WxD=1350x800mm, IP42, grey | EDB | xEnergy Main | 678 | 1
| XSPTV4-W300D600 | Y7-182499 | 182499 | Top panel, WxD=300x600mm, IP42, grey | EDB | xEnergy Main | 275.8 | 1
| XSPTV4-W300D800 | Y7-182500 | 182500 | Top panel, WxD=300x800mm, IP42, grey | EDB | xEnergy Main | 334.3 | 1
| XSPTV4-W425D600 | Y7-183188 | 183188 | Top panel, WxD=425x600mm, IP42, grey | EDB | xEnergy Main | 319.8 | 1
| XSPTV4-W425D800 | Y7-183192 | 183192 | Top panel, WxD=425x800mm, IP42, grey | EDB | xEnergy Main | 364.4 | 1
| XSPTV4-W600D600 | Y7-183189 | 183189 | Top panel, WxD=600x600mm, IP42, grey | EDB | xEnergy Main | 363.5 | 1
| XSPTV4-W600D800 | Y7-183193 | 183193 | Top panel, WxD=600x800mm, IP42, grey | EDB | xEnergy Main | 421.2 | 1
| XSPTV4-W800D600 | Y7-183190 | 183190 | Top panel, WxD=800x600mm, IP42, grey | EDB | xEnergy Main | 418.6 | 1
| XSPTV4-W800D800 | Y7-183194 | 183194 | Top panel, WxD=800x800mm, IP42, grey | EDB | xEnergy Main | 498 | 1
| XSPTV4-W850D600 | Y7-182501 | 182501 | Top panel, WxD=850x600mm, IP42, grey | EDB | xEnergy Main | 421.2 | 1
| XSPTV4-W850D800 | Y7-182502 | 182502 | Top panel, WxD=850x800mm, IP42, grey | EDB | xEnergy Main | 499.3 | 1
| XSWC2004 | Y7-284355 | 284355 | Rear wall, closed, IP55, for HxW=2000 W=425mm, grey | EDB | xEnergy Main | 136.4 | 1
| XSWC2004-SOND-RAL* | Y7-122346 | 122346 | Rear wall, closed, IP55, for HxW=2000 W=425mm, special color | EDB | xEnergy Main | 185.2 | 1
| XSWC2006 | Y7-284356 | 284356 | Rear wall, closed, IP55, for HxW=2000 W=600mm, grey | EDB | xEnergy Main | 197.7 | 1
| XSWC2006-SOND-RAL* | Y7-122347 | 122347 | Rear wall, closed, IP55, for HxW=2000 W=600mm, special color | EDB | xEnergy Main | 268.5 | 1
| XSWC2008 | Y7-284357 | 284357 | Rear wall, closed, IP55, for HxW=2000 W=800mm, grey | EDB | xEnergy Main | 270.2 | 1
| XSWC20085-SOND-RAL* | Y7-143552 | 143552 | Rear wall, closed, IP55, for HxW=2000 W=850mm, special color | EDB | xEnergy Main | 378.9 | 1
| XSWC2008-SOND-RAL* | Y7-122348 | 122348 | Rear wall, closed, IP55, for HxW=2000 W=800mm, special color | EDB | xEnergy Main | 366.9 | 1
| XSWC2010 | Y7-284358 | 284358 | Rear wall, closed, IP55, for HxW=2000 W=1000mm, grey | EDB | xEnergy Main | 332.4 | 1
| XSWC2010-SOND-RAL* | Y7-122349 | 122349 | Rear wall, closed, IP55, for HxW=2000 W=1000mm, special color | EDB | xEnergy Main | 451.4 | 1
| XSWC2011 | Y7-133000 | 133000 | Rear wall, closed, IP55, for HxW=2000 W=1100mm, grey | EDB | xEnergy Main | 345 | 1
| XSWC2011-SOND-RAL* | Y7-133048 | 133048 | Rear wall, closed, IP55, for HxW=2000 W=1100mm, special color | EDB | xEnergy Main | 437.9 | 1
| XSWC2012 | Y7-284359 | 284359 | Rear wall, closed, IP55, for HxW=2000 W=1200mm, grey | EDB | xEnergy Main | 389.6 | 1
| XSWC2012-SOND-RAL* | Y7-122350 | 122350 | Rear wall, closed, IP55, for HxW=2000 W=1200mm, special color | EDB | xEnergy Main | 494.5 | 1
| XSWC20135 | Y7-133001 | 133001 | Rear wall, closed, IP55, for HxW=2000 W=1350mm, grey | EDB | xEnergy Main | 426.8 | 1
| XSWC20135-SOND-RAL* | Y7-133049 | 133049 | Rear wall, closed, IP55, for HxW=2000 W=1350mm, special color | EDB | xEnergy Main | 542 | 1
| XSWV2003 | Y7-177084 | 177084 | Back plate ventilated IP30 HxW=2000x300mm, grey | EDB | xEnergy Main | 132.6 | 1
| XSWV2004 | Y7-284360 | 284360 | Rear wall, ventilated, IP30, for HxW=2000x425mm, grey | EDB | xEnergy Main | 139.4 | 1
| XSWV2004-SOND-RAL* | Y7-122351 | 122351 | Rear wall, ventilated, IP30, for HxW=2000x425mm, special color | EDB | xEnergy Main | 176.9 | 1
| XSWV2006 | Y7-284361 | 284361 | Rear wall, ventilated, IP30, for HxW=2000x600mm, grey | EDB | xEnergy Main | 213 | 1
| XSWV2006_BULK_373911612 | Y7-180052 | 180052 | Back plate ventil. H=2000 W=600 | EDB | xEnergy Main | 189.7 | 1
| XSWV2006-SOND-RAL* | Y7-122352 | 122352 | Rear wall, ventilated, IP30, for HxW=2000x600mm, special color | EDB | xEnergy Main | 270.4 | 1
| XSWV2008 | Y7-284362 | 284362 | Rear wall, ventilated, IP30, for HxW=2000x800mm, grey | EDB | xEnergy Main | 284.8 | 1
| XSWV2008_BULK_373911613 | Y7-180053 | 180053 | Back plate ventil. H=2000 W=800 | EDB | xEnergy Main | 260.2 | 1
| XSWV20085-SOND-RAL* | Y7-143553 | 143553 | Rear wall, ventilated, IP30, for HxW=2000x850mm, special color | EDB | xEnergy Main | 425.7 | 1
| XSWV2008-SOND-RAL* | Y7-122353 | 122353 | Rear wall, ventilated, IP30, for HxW=2000x800mm, special color | EDB | xEnergy Main | 361.5 | 1
| XSWV2010 | Y7-284363 | 284363 | Rear wall, ventilated, IP30, for HxW=2000x1000mm, grey | EDB | xEnergy Main | 339 | 1
| XSWV2010-SOND-RAL* | Y7-122354 | 122354 | Rear wall, ventilated, IP30, for HxW=2000x1000mm, special color | EDB | xEnergy Main | 430.3 | 1
| XSWV2011 | Y7-133002 | 133002 | Rear wall, ventilated, IP30, for HxW=2000x1100mm, grey | EDB | xEnergy Main | 430.7 | 1
| XSWV2011-SOND-RAL* | Y7-133050 | 133050 | Rear wall, ventilated, IP30, for HxW=2000x1100mm, special color | EDB | xEnergy Main | 547 | 1
| XSWV2012 | Y7-284364 | 284364 | Rear wall, ventilated, IP30, for HxW=2000x1200mm, grey | EDB | xEnergy Main | 410.2 | 1
| XSWV2012-SOND-RAL* | Y7-122355 | 122355 | Rear wall, ventilated, IP30, for HxW=2000x1200mm, special color | EDB | xEnergy Main | 520 | 1
| XSWV20135 | Y7-133003 | 133003 | Rear wall, ventilated, IP30, for HxW=2000x1350mm, grey | EDB | xEnergy Main | 517 | 1
| XSWV20135-SOND-RAL* | Y7-133051 | 133051 | Rear wall, ventilated, IP30, for HxW=2000x1350mm, special color | EDB | xEnergy Main | 657 | 1
| XSWVBB | Y7-500794 | 500794 |  | EDB | xEnergy Main | 292.3 | 1
| XTAAB1 | Y7-173036 | 173036 | Bracket for copper support | EDB | xEnergy Main | 2.78 | 10
| XTAAB10 | Y7-184904 | 184904 | Support Brace for isolators Width=1350mm | EDB | xEnergy Main | 106.2 | 1
| XTAAB11 | Y7-184905 | 184905 | Sheet metal angle bracket for busbar supports | EDB | xEnergy Main | 141.3 | 1
| XTAAB12 | Y7-184928 | 184928 | Support Brace for isolators V2 Width=1350mm | EDB | xEnergy Main | 104.6 | 1
| XTAAB13 | Y7-500050 | 500050 |  | EDB | xEnergy Main | 70.4 | 1
| XTAAB14 | Y7-500051 | 500051 |  | EDB | xEnergy Main | 93 | 1
| XTAAB15 | Y7-500052 | 500052 |  | EDB | xEnergy Main | 82 | 1
| XTAAB16 | Y7-500053 | 500053 |  | EDB | xEnergy Main | 45.39 | 1
| XTAAB17 | Y7-500054 | 500054 |  | EDB | xEnergy Main | 56 | 1
| XTAAB18 | Y7-500055 | 500055 |  | EDB | xEnergy Main | 13.89 | 1
| XTAAB19 | Y7-500777 | 500777 |  | EDB | xEnergy Main | 39.16 | 1
| XTAAB2 | Y7-173037 | 173037 | Bracket for copper for 3 rails | EDB | xEnergy Main | 14.37 | 10
| XTAAB3 | Y7-173038 | 173038 | Bracket for copper for 1 rail | EDB | xEnergy Main | 8.34 | 10
| XTAAB4 | Y7-174067 | 174067 | Bracket for busbar support | EDB | xEnergy Main | 18.89 | 1
| XTAAB5 | Y7-177171 | 177171 | Bracket for busbar connection (transition with 2 bars) | EDB | xEnergy Main | 25 | 1
| XTAAB6 | Y7-177126 | 177126 | Bracket for busbar connection (transition with 3 bars) | EDB | xEnergy Main | 50.9 | 1
| XTAAB7 | Y7-184901 | 184901 | Angle bracket for copper busbar fixing, side | EDB | xEnergy Main | 41.67 | 1
| XTAAB8 | Y7-184902 | 184902 | Bracket for Copper 2 Rails | EDB | xEnergy Main | 139 | 1
| XTAAB9 | Y7-184903 | 184903 | Support bracket W=1100mm | EDB | xEnergy Main | 93 | 1
| XTAAL-NZM2-H200 | Y7-192776 | 192776 | Castel Lock Kit NZM2 H200 | EDB | xEnergy Main | 31.52 | 1
| XTAAL-NZM3-H250 | Y7-192777 | 192777 | Castel Lock Kit NZM3 H250 | EDB | xEnergy Main | 51.1 | 1
| XTAAL-NZM3-H350 | Y7-192778 | 192778 | Castel Lock Kit NZM3 H350 | EDB | xEnergy Main | 52.2 | 1
| XTAAL-NZM5-H450 | Y7-192779 | 192779 | Castel Lock Kit NZM4 H450 | EDB | xEnergy Main | 53.5 | 1
| XTAAL-QSA250/400-H350 | Y7-192991 | 192991 | Castel Lock Kit QSA250/400 | EDB | xEnergy Main | 54.4 | 1
| XTAAL-QSA800-H500 | Y7-192992 | 192992 | Castel Lock Kit QSA800 | EDB | xEnergy Main | 54.2 | 1
| XTANS-DIN558-M10X210 | Y7-173503 | 173503 | Hex bolt DIN558 M10x210 | EDB | xEnergy Main | 5.56 | 30
| XTANS-DIN558-M10X85 | Y7-173500 | 173500 | Hex bolt DIN558 M10x85 | EDB | xEnergy Main | 1.26 | 50
| XTANS-DIN558-M12X170 | Y7-173501 | 173501 | Hex bolt DIN558 M12x170 | EDB | xEnergy Main | 3.48 | 30
| XTANS-DIN558-M12X180 | Y7-173502 | 173502 | Hex bolt DIN558 M12x180 | EDB | xEnergy Main | 3.48 | 30
| XTANS-DIN603-M10X70 | Y7-173505 | 173505 | Round-head screw DIN603 M10x70 | EDB | xEnergy Main | 1.26 | 50
| XTANS-DIN603-M12X60 | Y7-173506 | 173506 | Round-head screw DIN603 M12x60 | EDB | xEnergy Main | 1.67 | 30
| XTANS-DIN603-M12X90 | Y7-173507 | 173507 | Round-head screw DIN603 M12x90 | EDB | xEnergy Main | 2.51 | 30
| XTANS-DIN939-M10X100 | Y7-173040 | 173040 | Stud Screw DIN939 M10x100 | EDB | xEnergy Main | 2.37 | 100
| XTANS-DIN939-M10X80 | Y7-173039 | 173039 | Stud Screw DIN939 M10x80 | EDB | xEnergy Main | 2.09 | 100
| XTANW-DIN6340-M10 | Y7-173095 | 173095 | Washer DIN6340 M10 | EDB | xEnergy Main | 0.84 | 100
| XTAPC-H100W300D800 | Y7-174065 | 174065 | Plinth for cable connection baseframe, HxW=100x300mm, D=800mm, grey | EDB | xEnergy Main | 189.5 | 1
| XTAPC-H200W300D800 | Y7-174066 | 174066 | Plinth for cable connection baseframe, HxW=200x300mm, D=800mm, grey | EDB | xEnergy Main | 244.8 | 1
| XTBGBC12X30X10/4 | Y7-180766 | 180766 | Main busbar bracket, corner section, 3 rows per phase, 4p | EDB | xEnergy Main | 825 | 1
| XTBGBFPE1 | Y7-173988 | 173988 | Busbar support for XG, earth conductor, front | EDB | xEnergy Main | 24.07 | 1
| XTBGBVPE1 | Y7-173985 | 173985 | Busbar support for XG, earth conductor, vertical transition | EDB | xEnergy Main | 22.27 | 1
| XTBGBVPE2 | Y7-173986 | 173986 | Busbar support for XG, earth conductor, vertical transition | EDB | xEnergy Main | 66.8 | 1
| XTBGBZPE1 | Y7-173987 | 173987 | Busbar Support for XG, Earth Conductor, Transition into Depth | EDB | xEnergy Main | 52.4 | 1
| XTBGF1 | Y7-180767 | 180767 | Fixing bracket for insulated divider, corner section | EDB | xEnergy Main | 112 | 1
| XTBZBM12X30X10/4 | Y7-172482 | 172482 | Support for main busbar for BXT, 3 rows per phase, 4 poles | EDB | xEnergy Main | 263.2 | 1
| XTBZBM4X30X10/4 | Y7-172488 | 172488 | Support for main busbar for BXT, 1 row per phase, 4 poles | EDB | xEnergy Main | 185.3 | 1
| XTBZBM8X30X10/4 | Y7-172494 | 172494 | Support for main busbar for BXT, 2 rows per phase, 4 poles | EDB | xEnergy Main | 222.4 | 1
| XTBZF1-W1000 | Y7-177130 | 177130 | Bracket for busbar support, W=1000mm | EDB | xEnergy Main | 131.5 | 1
| XTBZF1-W1100 | Y7-177131 | 177131 | Bracket for busbar support, W=1100mm | EDB | xEnergy Main | 160.3 | 1
| XTBZF1-W1200 | Y7-177132 | 177132 | Bracket for busbar support, W=1200mm | EDB | xEnergy Main | 145.8 | 1
| XTBZF1-W1350 | Y7-177133 | 177133 | Bracket for busbar support, W=1350mm | EDB | xEnergy Main | 166.4 | 1
| XTBZF1-W425 | Y7-177127 | 177127 | Bracket for busbar support, W=425mm | EDB | xEnergy Main | 77.9 | 1
| XTBZF1-W600 | Y7-177128 | 177128 | Bracket for busbar support, W=600mm | EDB | xEnergy Main | 87.9 | 1
| XTBZF1-W800 | Y7-177129 | 177129 | Bracket for busbar support, W=800mm | EDB | xEnergy Main | 107.1 | 1
| XTDFBM2X40X10/65 | Y7-174072 | 174072 | Busbar support for XF, 2x40x10, 65kA | EDB | xEnergy Main | 71.6 | 1
| XTDFBM2X40X10/80 | Y7-174073 | 174073 | Busbar support for XF, 2x40x10, 80kA | EDB | xEnergy Main | 85.5 | 1
| XTDFBM2X60X10/65 | Y7-174074 | 174074 | Busbar support for XF, 2x60x10, 65kA | EDB | xEnergy Main | 74.7 | 1
| XTDFBM2X60X10/80 | Y7-174075 | 174075 | Busbar support for XF, 2x60x10, 80kA | EDB | xEnergy Main | 83.7 | 1
| XTDFDBB06-DF | Y7-192813 | 192813 | Befestigungsset VBB Unten B600 | EDB | xEnergy Main | 116.5 | 1
| XTDFDBB08-DF | Y7-192814 | 192814 | Befestigungsset VBB Unten B800 | EDB | xEnergy Main | 144.9 | 1
| XTDFDTB06-DF | Y7-192815 | 192815 | Befestigungsset VBB oben B600 | EDB | xEnergy Main | 193.9 | 1
| XTDFDTB08-DF | Y7-192816 | 192816 | Befestigungsset VBB oben B800 | EDB | xEnergy Main | 250.2 | 1
| XTDFSTB2X40X10/65 | Y7-174068 | 174068 | Top and bottom busbar support for XF, 2x40x10, 65kA | EDB | xEnergy Main | 148.6 | 1
| XTDFSTB2X40X10/80 | Y7-174069 | 174069 | Top and bottom busbar support for XF, 2x40x10, 80kA | EDB | xEnergy Main | 164.8 | 1
| XTDFSTB2X60X10/65 | Y7-174070 | 174070 | Top and bottom busbar support for XF, 2x60x10, 65kA | EDB | xEnergy Main | 154.6 | 1
| XTDFSTB2X60X10/80 | Y7-174071 | 174071 | Top and bottom busbar support for XF, 2x60x10, 80kA | EDB | xEnergy Main | 173.9 | 1
| XTDFSV2X20X10_35 | Y7-193473 | 193473 | Riser Bar Support 20mm 35kA Dragonfly | EDB | xEnergy Main | 58 | 1
| XTDFSV2X40X10/65 | Y7-192817 | 192817 | Riser Bar Support 40mm 65kA Dragonfly | EDB | xEnergy Main | 55.5 | 1
| XTDFSV2X60X10/100 | Y7-192819 | 192819 | Riser Bar Support 60mm 100kA Dragonfly | EDB | xEnergy Main | 85.8 | 1
| XTDFSV2X60X10/80 | Y7-192818 | 192818 | Riser Bar Support 60mm 80kA Dragonfly | EDB | xEnergy Main | 62 | 1
| XTDFSVPE1 | Y7-174076 | 174076 | Busbar Support for XF, earth conductor | EDB | xEnergy Main | 77.3 | 1
| XTDWSV2X40X10/35 | Y7-172657 | 172657 | Busbar Support for XW, for copper 2x40x10, 35kA | EDB | xEnergy Main | 300.2 | 1
| XTDWSV2X40X10/65 | Y7-172658 | 172658 | Busbar Support for XW, for copper 2x40x10, 65kA | EDB | xEnergy Main | 467.5 | 1
| XTDWSV2X40X10/80 | Y7-172659 | 172659 | Busbar Support for XW, for copper 2x40x10, 80kA | EDB | xEnergy Main | 525 | 1
| XTDWSVN1 | Y7-172663 | 172663 | Busbar Support for XW, neutral conductor | EDB | xEnergy Main | 50.1 | 1
| XTDWSVPE1 | Y7-172664 | 172664 | Busbar Support for XW, earth conductor | EDB | xEnergy Main | 69.5 | 1
| XTI-P | Y7-185117 | 185117 | Separation on the DB Ends BXT | EDB | xEnergy Main | 208 | 1
| XTMF/2XNZM1/600/200-DF | Y7-192820 | 192820 | Doppelmodul NZM1 B600 H200 | EDB | xEnergy Main | 339.7 | 1
| XTMF/2XNZM1/800/200-DF | Y7-192821 | 192821 | Doppelmodul PI NZM1 B800 H200 | EDB | xEnergy Main | 410.2 | 1
| XTMF/2XNZM2/800/200-DF | Y7-192823 | 192823 | Doppelmodul NZM2 B800 H200 | EDB | xEnergy Main | 418.3 | 1
| XTMF/2XQSA125/600/250-DF | Y7-192949 | 192949 | Feeder Module QSA125 TWIN W600 H250 | EDB | xEnergy Main | 365 | 1
| XTMF/2XQSA160/600/250-DF | Y7-192951 | 192951 | Feeder Module QSA160 TWIN W600 H250 | EDB | xEnergy Main | 361.2 | 1
| XTMF/2XQSA63/600/200-DF | Y7-192947 | 192947 | Feeder Module QSA63 TWIN W600 H200 | EDB | xEnergy Main | 338.4 | 1
| XTMF/NZM2/600/200-DF | Y7-192825 | 192825 | Modul NZM2 B600 H200 | EDB | xEnergy Main | 310.2 | 1
| XTMF/NZM3/600/250-DF | Y7-192827 | 192827 | Modul NZM3 B600 H250 | EDB | xEnergy Main | 308.6 | 1
| XTMF/NZM3/600/350-DF | Y7-192830 | 192830 | Modul NZM3 B600 H350 | EDB | xEnergy Main | 370.6 | 1
| XTMF/NZM3/800/250-DF | Y7-192828 | 192828 | Modul NZM3 B800 H250 | EDB | xEnergy Main | 378.7 | 1
| XTMF/NZM3/800/350-DF | Y7-192831 | 192831 | Modul NZM3 B800 H350 | EDB | xEnergy Main | 422.2 | 1
| XTMF/NZM4/800/450-DF | Y7-192780 | 192780 | Modul NZM3 B800 H450 | EDB | xEnergy Main | 1005 | 1
| XTMF/PI/2XNZM1/800/200-DF | Y7-192822 | 192822 | Doppelmodul PI NZM1 B800 H200 | EDB | xEnergy Main | 386.3 | 1
| XTMF/PI/2XNZM2/800/200-DF | Y7-192824 | 192824 | Doppelmodul PI NZM2 B800 H200 | EDB | xEnergy Main | 414.8 | 1
| XTMF/PI/NZM2/600/200-DF | Y7-192826 | 192826 | Modul PI NZM2 B600 H200 | EDB | xEnergy Main | 252.9 | 1
| XTMF/PI/NZM3/800/250-DF | Y7-192829 | 192829 | Modul PI NZM3 B800 H250 | EDB | xEnergy Main | 392.2 | 1
| XTMF/PI/NZM3/800/350-DF | Y7-192832 | 192832 | Modul PI NZM3 B800 H350 | EDB | xEnergy Main | 435.9 | 1
| XTMF/QSA250/800/350-DF | Y7-192953 | 192953 | Feeder Module QSA250 SINGLE W600 H350 | EDB | xEnergy Main | 396.3 | 1
| XTMF/QSA400/600/450-DF | Y7-192955 | 192955 | Feeder Module QSA400 SINGLE W600 H450 | EDB | xEnergy Main | 472.5 | 1
| XTMF/QSA800/600/500-DF | Y7-192957 | 192957 | Feeder Module QSA800 SINGLE W600 H500 | EDB | xEnergy Main | 459.1 | 1
| XTMFAR1 | Y7-174002 | 174002 | Cable anchoring rail set for XF section | EDB | xEnergy Main | 96.9 | 1
| XTMFBBB06-DF | Y7-192811 | 192811 | Busbar Cover, lower W = 600mm | EDB | xEnergy Main | 258.5 | 1
| XTMFBBB08-DF | Y7-192812 | 192812 | Busbar Cover, lower W = 800mm | EDB | xEnergy Main | 293.1 | 1
| XTMFBTB06-DF | Y7-192809 | 192809 | Abdeckungen Busbar oben B600 | EDB | xEnergy Main | 206.9 | 1
| XTMFBTB08-DF | Y7-192810 | 192810 | Abdeckungen Busbar oben B800 | EDB | xEnergy Main | 268.5 | 1
| XTMFC4-W1000 | Y7-173998 | 173998 | XF section additional mounting kit for 1000mm wide section, cable connection area, Form 4, grey | EDB | xEnergy Main | 397.2 | 1
| XTMFC4-W800 | Y7-173999 | 173999 | XF section additional mounting kit for 800mm wide section, cable connection area, Form 4, grey | EDB | xEnergy Main | 364.1 | 1
| XTMFF-MW600 | Y7-173997 | 173997 | XF front cover support frame, 600mm modules, grey | EDB | xEnergy Main | 155.6 | 1
| XTMFS2 | Y7-174001 | 174001 | XF section mounting kit for a 600mm wide section, Form 2, grey | EDB | xEnergy Main | 646 | 1
| XTMFS4-DF | Y7-192808 | 192808 | Einbausatz Dragonfly | EDB | xEnergy Main | 697 | 1
| XTMFS4-W600 | Y7-174000 | 174000 | XF section mounting kit for a 600mm wide section, Form 4, grey | EDB | xEnergy Main | 681 | 1
| XTMGT-BB | Y7-173989 | 173989 | Mounting kit for busbar transition section, bottom base | EDB | xEnergy Main | 45.74 | 1
| XTMGT-MB | Y7-173990 | 173990 | Mounting kit for busbar transition section, middle base | EDB | xEnergy Main | 75.5 | 1
| XTMP2IX16FC-H550W1000 | Y7-178381 | 178381 | Front panel for 2x IZMX16, fixed mounting, HxW=550x1000mm | EDB | xEnergy Main | 333.6 | 1
| XTMP2IX16FC-H550W800 | Y7-178380 | 178380 | Front panel for 2x IZMX16, fixed mounting, HxW=550x800mm | EDB | xEnergy Main | 306.2 | 1
| XTMP2IX16FM-H550W1000 | Y7-178379 | 178379 | Mounting kit for 2x IZMX16, fixed mounted design, HxW=550x1000mm | EDB | xEnergy Main | 1154 | 1
| XTMP2IX16FM-H550W800 | Y7-178378 | 178378 | Mounting kit for 2x IZMX16, fixed mounted design, HxW=550x800mm | EDB | xEnergy Main | 1008 | 1
| XTMP2IX16WC-H550W1000 | Y7-178065 | 178065 | Front panel for 2x IZMX16, withdrawable, HxW=550x1000mm, grey | EDB | xEnergy Main | 328.6 | 1
| XTMP2IX16WC-H550W800 | Y7-178064 | 178064 | Front panel for 2x IZMX16, withdrawable, HxW=550x800mm, grey | EDB | xEnergy Main | 307.3 | 1
| XTMP2IX16WM-H550W1000 | Y7-178063 | 178063 | Mounting kit for 2x IZMX16, withdrawable, HxW=550x1000mm | EDB | xEnergy Main | 1286 | 1
| XTMP2IX16WM-H550W800 | Y7-178062 | 178062 | Mounting kit for 2x IZMX16, withdrawable, HxW=550x800mm | EDB | xEnergy Main | 1119 | 1
| XTMP2N4FCC-H550W1000 | Y7-180728 | 180728 | Front cover for 2x NZM4, fixed, HxW=550x1000mm, IP55, grey | EDB | xEnergy Main | 871 | 1
| XTMP2N4FCC-H550W1000-T | Y7-196502 | 196502 | BXT-C, 2xNZM4,V,3P/Np,F,550x1000,42/55, | EDB | xEnergy Main | 873 | 1
| XTMP2N4FCC-H550W800 | Y7-180727 | 180727 | Front cover for 2x NZM4, fixed, HxW=550x800mm, IP55, grey | EDB | xEnergy Main | 844 | 1
| XTMP2N4FCC-H550W800-T | Y7-196501 | 196501 | BXT-C, 2xNZM4,V,3p,F,550x800, 42/55,T-Cu | EDB | xEnergy Main | 843 | 1
| XTMP2N4FCC-H550W800-T-SOND-RAL* | Y7-196553 | 196553 | XTMP2N4FCC-H550W800-T-SOND-RAL* | EDB | xEnergy Main | 784 | 1
| XTMP2N4FCC-XMV-H550W1000 | Y7-180732 | 180732 | Front cover for 2x NZM4-XMV, fixed, HxW=550x1000mm, IP55, grey | EDB | xEnergy Main | 870 | 1
| XTMP2N4FCC-XMV-H550W800 | Y7-180731 | 180731 | Front cover for 2x NZM4-XMV, fixed, HxW=550x800mm, IP55, grey | EDB | xEnergy Main | 843 | 1
| XTMP2N4FC-H550W1000 | Y7-180726 | 180726 | Front cover for 2x NZM4, fixed, HxW=550x1000mm, grey | EDB | xEnergy Main | 368.4 | 1
| XTMP2N4FC-H550W1000-T | Y7-196498 | 196498 | BXT-C,2xNZM4,V,3P/Npol,F,550x1000,T-Cut | EDB | xEnergy Main | 366.9 | 1
| XTMP2N4FC-H550W800 | Y7-180725 | 180725 | Front cover for 2x NZM4, fixed, HxW=550x800mm, grey | EDB | xEnergy Main | 341.3 | 1
| XTMP2N4FC-H550W800-T | Y7-196497 | 196497 | BXT-C,2xNZM4,V,3pol,F,H550,B800,T-Cut | EDB | xEnergy Main | 342.8 | 1
| XTMP2N4FC-XMV-H550W1000 | Y7-180730 | 180730 | Front cover for 2x NZM4-XMV, fixed, HxW=550x1000mm, grey | EDB | xEnergy Main | 367.1 | 1
| XTMP2N4FC-XMV-H550W800 | Y7-180729 | 180729 | Front cover for 2x NZM4-XMV, fixed, HxW=550x800mm, grey | EDB | xEnergy Main | 340.2 | 1
| XTMP2N4FM-H550W1000 | Y7-180709 | 180709 | Mounting kit for 2x NZM4, fixed, HxW=550x1000mm | EDB | xEnergy Main | 436.7 | 1
| XTMP2N4FM-H550W800 | Y7-180708 | 180708 | Mounting kit for 2x NZM4, fixed, HxW=550x800mm | EDB | xEnergy Main | 423.3 | 1
| XTMP2N4W3CC-H550W1000 | Y7-180734 | 180734 | Front cover for 2x NZM4, withdrawable, HxW=550x1000mm, IP55, grey | EDB | xEnergy Main | 1165 | 1
| XTMP2N4W3CC-XR-H550W1000 | Y7-194716 | 194716 | F.Cover IP55 for 2xNZM4W3-XR; H550;W1000 | EDB | xEnergy Main | 1138 | 1
| XTMP2N4W3CC-XR-H550W800 | Y7-194715 | 194715 | F.Cover IP55 for 2x NZM4W-XR; H550;W800 | EDB | xEnergy Main | 1075 | 1
| XTMP2N4W4CC-H550W1000 | Y7-180735 | 180735 | Front cover for 2x NZM4, withdrawable, HxW=550x1000mm, IP55, grey | EDB | xEnergy Main | 1168 | 1
| XTMP2N4W4CC-XR-H550W1000 | Y7-194717 | 194717 | F.Cover IP55 for 2xNZM4W4-XR; H550;W1000 | EDB | xEnergy Main | 1138 | 1
| XTMP2N4WCC-H550W800 | Y7-180733 | 180733 | Front cover for 2x NZM4, withdrawable, HxW=550x800mm, IP55, grey | EDB | xEnergy Main | 1058 | 1
| XTMP2N4WM-H550W1000 | Y7-180713 | 180713 | Mounting kit for 2x NZM4, withdrawable, HxW=550x1000mm | EDB | xEnergy Main | 525 | 1
| XTMP2N4WM-H550W800 | Y7-180712 | 180712 | Mounting kit for 2x NZM4, withdrawable, HxW=550x800mm | EDB | xEnergy Main | 477.1 | 1
| XTMPFANI63W3 | Y7-179350 | 179350 | Fan hood, IZM63, withdrawable, 3p | EDB | xEnergy Main | 49.48 | 1
| XTMPFANI63W4 | Y7-179351 | 179351 | Fan hood, IZM63, withdrawable, 4p | EDB | xEnergy Main | 59.4 | 1
| XTMPI63WC3-H550W1100 | Y7-179345 | 179345 | Front cover for IZM63, withdrawable, HxW=550x1200mm, grey | EDB | xEnergy Main | 268.3 | 1
| XTMPI63WC3-H550W1350 | Y7-179346 | 179346 | Front cover for IZM63, withdrawable, HxW=550x1350mm, grey | EDB | xEnergy Main | 286.2 | 1
| XTMPI63WC3-H550W1350-1 | Y7-500039 | 500039 |  | EDB | xEnergy Main | 541 | 1
| XTMPI63WC3-H550W1350-1-SOND-RAL* | Y7-500045 | 500045 |  | EDB | xEnergy Main | 512 | 1
| XTMPI63WC4-H550W1350 | Y7-179347 | 179347 | Front cover for IZM63, withdrawable, HxW=550x1350mm, grey | EDB | xEnergy Main | 289.4 | 1
| XTMPI63WC4-H550W1350-1 | Y7-500038 | 500038 |  | EDB | xEnergy Main | 541 | 1
| XTMPI63WC4-H550W1350-1-SOND-RAL* | Y7-500044 | 500044 |  | EDB | xEnergy Main | 512 | 1
| XTMPI63WD3-H550W1100 | Y7-184911 | 184911 | Front door for IZM63, withdrawable, 3p, W=1100mm | EDB | xEnergy Main | 299.2 | 1
| XTMPI63WD3-H550W1350 | Y7-184912 | 184912 | Front door for IZM63, withdrawable, 3p, W=1350mm | EDB | xEnergy Main | 333.5 | 1
| XTMPI63WD3-H550W1350-1 | Y7-500042 | 500042 |  | EDB | xEnergy Main | 460.6 | 1
| XTMPI63WD3-H550W1350-1-SOND-RAL* | Y7-500048 | 500048 |  | EDB | xEnergy Main | 460.6 | 1
| XTMPI63WD4-H550W1350 | Y7-184913 | 184913 | Front door for IZM63, withdrawable, 4p, W=1350mm | EDB | xEnergy Main | 336.1 | 1
| XTMPI63WD4-H550W1350-1 | Y7-500041 | 500041 |  | EDB | xEnergy Main | 460.6 | 1
| XTMPI63WD4-H550W1350-1-SOND-RAL* | Y7-500047 | 500047 |  | EDB | xEnergy Main | 460.6 | 1
| XTMPI63WM-H550W1100 | Y7-179348 | 179348 | Mounting kit for IZM63, withdrawable, HxW=550x1200mm | EDB | xEnergy Main | 806 | 1
| XTMPI63WM-H550W1350 | Y7-179349 | 179349 | Mounting kit for IZM63, withdrawable, HxW=550x1350mm | EDB | xEnergy Main | 863 | 1
| XTMPI63WM-H550W1350-1 | Y7-500036 | 500036 |  | EDB | xEnergy Main | 833 | 1
| XTMPIX16AF55 | Y7-182111 | 182111 | Adapterframe for IZMX16, grey | EDB | xEnergy Main | 176.9 | 1
| XTMPIX16FC/M-H550W425 | Y7-193725 | 193725 | Front Cover for IZMX16 middle; Fixed; H=550mm W=425mm | EDB | xEnergy Main | 151.9 | 1
| XTMPIX16FC-H550W425 | Y7-173336 | 173336 | Front cover for IZMX16, fixed, HxW=550x425mm, grey | EDB | xEnergy Main | 160.5 | 1
| XTMPIX16FC-H550W600 | Y7-173337 | 173337 | Front cover for IZMX16, fixed, HxW=550x600mm, grey | EDB | xEnergy Main | 184.7 | 1
| XTMPIX16FD-H550W425 | Y7-173338 | 173338 | Front door for IZMX16, fixed, HxW=550x425mm, IP55, grey | EDB | xEnergy Main | 202 | 1
| XTMPIX16FD-H550W600 | Y7-173339 | 173339 | Front door for IZMX16, fixed, HxW=550x600mm, IP55, grey | EDB | xEnergy Main | 225.7 | 1
| XTMPIX16FM-H550W425 | Y7-173340 | 173340 | Mounting kit for IZMX16, fixed, H=550mm W=425mm | EDB | xEnergy Main | 359.7 | 1
| XTMPIX16FM-H550W600 | Y7-173341 | 173341 | Mounting kit for IZMX16, fixed, H=550mm W=600mm | EDB | xEnergy Main | 411 | 1
| XTMPIX16WC/M-H550W425 | Y7-193726 | 193726 | Front Cover for IZMX16 middle; Withdrawable; H=550mm W=425mm | EDB | xEnergy Main | 151.9 | 1
| XTMPIX16WC-H550W425 | Y7-173342 | 173342 | Front cover for IZMX16, withdrawable, HxW=550x425mm, grey | EDB | xEnergy Main | 163.8 | 1
| XTMPIX16WC-H550W600 | Y7-173343 | 173343 | Front cover for IZMX16, withdrawable, HxW=550x600mm, grey | EDB | xEnergy Main | 188 | 1
| XTMPIX16WD-H550W425 | Y7-173344 | 173344 | Front door for IZMX16, withdrawable, HxW=550x425mm, IP55, grey | EDB | xEnergy Main | 201.5 | 1
| XTMPIX16WD-H550W600 | Y7-173345 | 173345 | Front door for IZMX16, withdrawable, HxW=550x600mm, IP55, grey | EDB | xEnergy Main | 225.7 | 1
| XTMPIX16WM-H550W425 | Y7-173346 | 173346 | Mounting kit for IZMX16, withdrawable, H=550mm W=425mm | EDB | xEnergy Main | 384.6 | 1
| XTMPIX16WM-H550W600 | Y7-173347 | 173347 | Mounting kit for IZMX16, withdrawable, H=550mm W=600mm | EDB | xEnergy Main | 435.4 | 1
| XTMPIX40FC-H550W1000 | Y7-173991 | 173991 | Front cover for IZMX40, fixed, HxW=550x1000mm, grey | EDB | xEnergy Main | 241.9 | 1
| XTMPIX40FC-H550W600 | Y7-173348 | 173348 | Front cover for IZMX40, fixed, HxW=550x600mm, grey | EDB | xEnergy Main | 185.8 | 1
| XTMPIX40FC-H550W800 | Y7-173349 | 173349 | Front cover for IZMX40, fixed, HxW=550x800mm, grey | EDB | xEnergy Main | 214.3 | 1
| XTMPIX40FD-H550W1000 | Y7-173992 | 173992 | Front door for IZMX40, fixed, HxW=550x1000mm, IP55, grey | EDB | xEnergy Main | 275 | 1
| XTMPIX40FD-H550W600 | Y7-173350 | 173350 | Front door for IZMX40, fixed, HxW=550x600mm, IP55, grey | EDB | xEnergy Main | 229.6 | 1
| XTMPIX40FD-H550W800 | Y7-173351 | 173351 | Front door for IZMX40, fixed, HxW=550x800mm, IP55, grey | EDB | xEnergy Main | 254.5 | 1
| XTMPIX40FM-H550W1000 | Y7-173993 | 173993 | Mounting kit for IZMX40, fixed, H=550mm, W=1000mm | EDB | xEnergy Main | 553 | 1
| XTMPIX40FM-H550W600 | Y7-173352 | 173352 | Mounting kit for IZMX40, fixed, H=550mm W=600mm | EDB | xEnergy Main | 443.4 | 1
| XTMPIX40FM-H550W800 | Y7-173353 | 173353 | Mounting kit for IZMX40, fixed, H=550mm W=800mm | EDB | xEnergy Main | 497.9 | 1
| XTMPIX40WC-H550W1000 | Y7-173994 | 173994 | Front cover for IZMX40, withdrawable, HxW=550x1000mm, grey | EDB | xEnergy Main | 244.8 | 1
| XTMPIX40WC-H550W600 | Y7-173354 | 173354 | Front cover for IZMX40, withdrawable, HxW=550x600mm, grey | EDB | xEnergy Main | 189.6 | 1
| XTMPIX40WC-H550W800 | Y7-173355 | 173355 | Front cover for IZMX40, withdrawable, HxW=550x800mm, grey | EDB | xEnergy Main | 222.5 | 1
| XTMPIX40WD-H550W1000 | Y7-173995 | 173995 | Front door for IZMX40, withdrawable, HxW=550x1000mm, IP55, grey | EDB | xEnergy Main | 277.5 | 1
| XTMPIX40WD-H550W600 | Y7-173356 | 173356 | Front door for IZMX40, withdrawable, HxW=550x600mm, IP55, grey | EDB | xEnergy Main | 226.3 | 1
| XTMPIX40WD-H550W800 | Y7-173357 | 173357 | Front door for IZMX40, withdrawable, HxW=550x800mm, IP55, grey | EDB | xEnergy Main | 256.5 | 1
| XTMPIX40WM-H550W1000 | Y7-173996 | 173996 | Mounting kit for IZMX40, withdrawable, H=550mm, W=1000mm | EDB | xEnergy Main | 632 | 1
| XTMPIX40WM-H550W600 | Y7-173358 | 173358 | Mounting kit for IZMX40, withdrawable, HxW=550x600mm, grey | EDB | xEnergy Main | 529 | 1
| XTMPIX40WM-H550W800 | Y7-173359 | 173359 | Mounting kit for IZMX40, withdrawable, HxW=550x800mm, grey | EDB | xEnergy Main | 544 | 1
| XTMPN4FCC-H550W425 | Y7-180716 | 180716 | Front cover for NZM4, fixed, HxW=550x425mm, IP55, grey | EDB | xEnergy Main | 411.4 | 1
| XTMPN4FCC-H550W425-T | Y7-196499 | 196499 | BXT-C,NZM4,V,3p,F,H550,B425,42/55,T-Cut | EDB | xEnergy Main | 410.4 | 1
| XTMPN4FCC-H550W600 | Y7-180717 | 180717 | Front cover for NZM4, fixed, H=550mm, W=600mm, IP55, grey | EDB | xEnergy Main | 435.4 | 1
| XTMPN4FCC-H550W600-T | Y7-196500 | 196500 | BXT-C,NZM4,V,3P/Np,F,550x600,42/55,T-Cut | EDB | xEnergy Main | 436 | 1
| XTMPN4FCC-XMV-H550W425 | Y7-180720 | 180720 | Front cover for NZM4-XMV, fixed, H=550mm, W=425mm, IP55, grey | EDB | xEnergy Main | 410.9 | 1
| XTMPN4FCC-XMV-H550W600 | Y7-180721 | 180721 | Front cover for NZM4-XMV, fixed, H=550mm, W=600mm, IP55, grey | EDB | xEnergy Main | 434.8 | 1
| XTMPN4FC-H550W425 | Y7-180714 | 180714 | Front cover for NZM4, fixed, H=550mm, W=425mm, grey | EDB | xEnergy Main | 153.5 | 1
| XTMPN4FC-H550W425-T | Y7-196495 | 196495 | BXT-C, NZM4,V,3pol,F, H550, B425, T-Cut | EDB | xEnergy Main | 153.7 | 1
| XTMPN4FC-H550W600 | Y7-180715 | 180715 | Front cover for NZM4, fixed, H=550mm, W=600mm, grey | EDB | xEnergy Main | 178.8 | 1
| XTMPN4FC-H550W600-T | Y7-196496 | 196496 | BXT-C,NZM4,V,3+4+3P/N,F,H550,B600,T-Cut | EDB | xEnergy Main | 182.7 | 1
| XTMPN4FC-XMV-H550W425 | Y7-180718 | 180718 | Front cover for NZM4-XMV, fixed, HxW=550x425mm, grey | EDB | xEnergy Main | 154.1 | 1
| XTMPN4FC-XMV-H550W600 | Y7-180719 | 180719 | Front cover for NZM4-XMV, fixed, H=550mm, W=600mm, grey | EDB | xEnergy Main | 178.1 | 1
| XTMPN4FM-H550W425 | Y7-180706 | 180706 | Mounting kit for NZM4, fixed, HxW=550x425mm | EDB | xEnergy Main | 322.6 | 1
| XTMPN4FM-H550W600 | Y7-180707 | 180707 | Mounting kit for NZM4, fixed, HxW=550x600mm | EDB | xEnergy Main | 342 | 1
| XTMPN4W3CC-H550W600 | Y7-180723 | 180723 | Front cover for NZM4, withdrawable, H=550mm, W=600mm, IP55, grey | EDB | xEnergy Main | 569 | 1
| XTMPN4W3CC-XR-H550W425 | Y7-194712 | 194712 | F.Cover IP55 for NZM4W-XR; H550;W425 | EDB | xEnergy Main | 534 | 1
| XTMPN4W3CC-XR-H550W600 | Y7-194713 | 194713 | F.Cover IP55 for NZM4W3-XR; H550;W600 | EDB | xEnergy Main | 568 | 1
| XTMPN4W4CC-H550W600 | Y7-180724 | 180724 | Front cover for NZM4, withdrawable, H=550mm, W=600mm, IP55, grey | EDB | xEnergy Main | 571 | 1
| XTMPN4W4CC-XR-H550W600 | Y7-194714 | 194714 | F.Cover IP55 for NZM4W4-XR; H550;W600 | EDB | xEnergy Main | 568 | 1
| XTMPN4WCC-H550W425 | Y7-180722 | 180722 | Front cover for NZM4, withdrawable, H=550mm, W=425mm, IP55, grey | EDB | xEnergy Main | 515 | 1
| XTMPN4WM-H550W425 | Y7-180710 | 180710 | Mounting kit for NZM4, withdrawable, HxW=550x425mm | EDB | xEnergy Main | 377.9 | 1
| XTMPN4WM-H550W600 | Y7-180711 | 180711 | Mounting kit for NZM4, withdrawable, HxW=550x600mm | EDB | xEnergy Main | 406.2 | 1
| XTMWC-W1000 | Y7-172665 | 172665 | XW section additional mounting kit for 1000mm, grey | EDB | xEnergy Main | 389.9 | 1
| XTMWC-W800 | Y7-172666 | 172666 | XW section additional mounting kit for 800mm, grey | EDB | xEnergy Main | 347.2 | 1
| XTMWS-W600 | Y7-172667 | 172667 | XW section mounting kit for 600mm, grey | EDB | xEnergy Main | 1144 | 1
| XTPFAEZD | Y7-178578 | 178578 | Cable duct for auxiliary wiring, XF, connecting piece between device compartment and cabling box, grey | EDB | xEnergy Main | 77.3 | 1
| XTPFCUB-H150MW600 | Y7-174042 | 174042 | Partition box for XF modules, busbar on top, HxW=150x600mm | EDB | xEnergy Main | 45.8 | 1
| XTPFCUB-H200MW600 | Y7-174043 | 174043 | Partition box for XF modules, busbar on top, HxW=200x600mm | EDB | xEnergy Main | 52.8 | 1
| XTPFCUB-H250MW600 | Y7-174044 | 174044 | Partition box for XF modules, busbar on top, HxW=250x600mm | EDB | xEnergy Main | 56 | 1
| XTPFCUB-H300MW600 | Y7-174045 | 174045 | Partition box for XF modules, busbar on top, HxW=300x600mm | EDB | xEnergy Main | 59.8 | 1
| XTPFCUB-H350MW600 | Y7-178068 | 178068 | Partition box for XF modules, busbar on top, HxW=350x600mm | EDB | xEnergy Main | 62 | 1
| XTPFCUB-H400MW600 | Y7-174046 | 174046 | Partition box for XF modules, busbar on top, HxW=400x600mm | EDB | xEnergy Main | 65 | 1
| XTPFCUB-H500MW600 | Y7-174047 | 174047 | Partition box for XF modules, busbar on top, HxW=500x600mm | EDB | xEnergy Main | 70.9 | 1
| XTPFCUB-H600MW600 | Y7-174048 | 174048 | Partition box for XF modules, busbar on top, HxW=600x600mm | EDB | xEnergy Main | 77.3 | 1
| XTPFCUV1-H100MW600 | Y7-174050 | 174050 | Partition/Cable gland for XF modules, HxW=100x600mm | EDB | xEnergy Main | 18.25 | 1
| XTPFCUV1-H150MW600 | Y7-174052 | 174052 | Partition/Cable gland for XF modules, HxW=150x600mm | EDB | xEnergy Main | 22.01 | 1
| XTPFCUV1-H200MW600 | Y7-174053 | 174053 | Partition/Cable gland for XF modules, HxW=200x600mm | EDB | xEnergy Main | 20.02 | 1
| XTPFCUV1-H250MW600 | Y7-174054 | 174054 | Partition/Cable gland for XF modules, HxW=250x600mm | EDB | xEnergy Main | 32.27 | 1
| XTPFCUV1-H300MW600 | Y7-174055 | 174055 | Partition/Cable gland for XF modules, HxW=300x600mm | EDB | xEnergy Main | 30.56 | 1
| XTPFCUV1-H350MW600 | Y7-178069 | 178069 | Partition/Cable gland for XF modules, HxW=350x600mm | EDB | xEnergy Main | 42.63 | 1
| XTPFCUV1-H400MW600 | Y7-174056 | 174056 | Partition/Cable gland for XF modules, HxW=400x600mm | EDB | xEnergy Main | 47.89 | 1
| XTPFCUV1-H500MW600 | Y7-174057 | 174057 | Partition/Cable gland for XF modules, HxW=500x600mm | EDB | xEnergy Main | 57 | 1
| XTPFCUV1-H50MW600 | Y7-174049 | 174049 | Partition/Cable gland for XF modules, HxW=50x600mm | EDB | xEnergy Main | 13.06 | 1
| XTPFCUV1-H600MW600 | Y7-174058 | 174058 | Partition/Cable gland for XF modules, HxW=600x600mm | EDB | xEnergy Main | 66.7 | 1
| XTPFCUV2-H100MW600 | Y7-174051 | 174051 | Closed partition for XF modules, HxW=100x600mm | EDB | xEnergy Main | 16.41 | 1
| XTPFD/QSA125-160/H250 | Y7-192994 | 192994 | Blanking Modul QSA125/160 H250 | EDB | xEnergy Main | 38.89 | 1
| XTPFD/QSA250-400/H350-450 | Y7-192995 | 192995 | Blanking Modul QSA250/400 H350/450 | EDB | xEnergy Main | 67.7 | 1
| XTPFD/QSA63/H200 | Y7-192993 | 192993 | Blanking Modul QSA63 H200 | EDB | xEnergy Main | 32.22 | 1
| XTPFD/QSA800-H500 | Y7-192996 | 192996 | Blanking Modul QSA800 H500 | EDB | xEnergy Main | 90.3 | 1
| XTPFDCZ1 | Y7-174003 | 174003 | Partition for XF dropper busbar | EDB | xEnergy Main | 131.1 | 1
| XTPFN2BV-H140 | Y7-178581 | 178581 | Partition Set, NZM2/BusbarArea, Vertical, Height=140mm | EDB | xEnergy Main | 30.49 | 1
| XTPFN2BV-H180 | Y7-178579 | 178579 | Partition Set, NZM2/BusbarArea, Vertical, Height=180mm | EDB | xEnergy Main | 39.43 | 1
| XTPFN3BV-H170 | Y7-178582 | 178582 | Partition Set, NZM3/BusbarArea, Vertical, Height=170mm | EDB | xEnergy Main | 32.84 | 1
| XTPFN3BV-H230 | Y7-178580 | 178580 | Partition Set, NZM3/BusbarArea, Vertical, Height=230mm | EDB | xEnergy Main | 49.95 | 1
| XTPFN3BV-H270 | Y7-178583 | 178583 | Partition Set, NZM3/BusbarArea, Vertical, Height=270mm | EDB | xEnergy Main | 93.7 | 1
| XTPFSSZ1 | Y7-177272 | 177272 | Partition between two sections, busbar on top | EDB | xEnergy Main | 112 | 1
| XTPFUN-NZM1/D-DF | Y7-192805 | 192805 | Abdeckung Neutralleiter-Bruecke 2xNZM1 | EDB | xEnergy Main | 114.7 | 1
| XTPFUN-NZM1-DF | Y7-192806 | 192806 | Abdeckung Neutralleiter-Bruecke NZM1 | EDB | xEnergy Main | 115.3 | 1
| XTPFUN-NZM2/D-DF | Y7-192807 | 192807 | Abdeckung Neutralleiter-Bruecke 2xNZM2 | EDB | xEnergy Main | 269 | 1
| XTPFUN-NZM2-DF | Y7-192771 | 192771 | Abdeckung Neutralleiter-Bruecke NZM2 | EDB | xEnergy Main | 107.8 | 1
| XTPFUN-NZM4-DF | Y7-192775 | 192775 | Abdeckung Neutralleiter-Bruecke NZM4 | EDB | xEnergy Main | 282.1 | 1
| XTPFUN-QSA125-160/D/3-DF | Y7-192981 | 192981 | Neutral Module QSA125/160 TWIN 3p | EDB | xEnergy Main | 227.2 | 1
| XTPFUN-QSA125-160/D/4-DF | Y7-192982 | 192982 | Neutral Module QSA125/160 TWIN 4p | EDB | xEnergy Main | 71.9 | 1
| XTPFUN-QSA250/3-DF | Y7-192983 | 192983 | Neutral Module QSA250 SINGLE 3p | EDB | xEnergy Main | 162 | 1
| XTPFUN-QSA250-400/4-DF | Y7-192984 | 192984 | Neutral Module QSA250/400 SINGLE 4p | EDB | xEnergy Main | 29.51 | 1
| XTPFUN-QSA400/3-DF | Y7-192985 | 192985 | Neutral Module QSA400 SINGLE 3p | EDB | xEnergy Main | 186.2 | 1
| XTPFUN-QSA63/D/3-DF | Y7-192979 | 192979 | Neutral Module QSA63 TWIN 3p | EDB | xEnergy Main | 180.2 | 1
| XTPFUN-QSA63/D/4-DF | Y7-192980 | 192980 | Neutral Module QSA63 TWIN 4p | EDB | xEnergy Main | 125.1 | 1
| XTPFUN-QSA800/3-DF | Y7-192989 | 192989 | Neutral Module QSA800 3p | EDB | xEnergy Main | 196 | 1
| XTPFUN-QSA800/4-DF | Y7-192990 | 192990 | Neutral Module QSA800 4p | EDB | xEnergy Main | 194.5 | 1
| XTPFUUH1-MW600 | Y7-174016 | 174016 | Partition between two XF modules, busbar on top | EDB | xEnergy Main | 31.08 | 1
| XTPFUUHP-H100W600 | Y7-192923 | 192923 | Filler Partition Backplate H100 W600 | EDB | xEnergy Main | 120.8 | 1
| XTPFUUHP-H100W800 | Y7-192927 | 192927 | Filler Partition Backplate H100 W800 | EDB | xEnergy Main | 156.9 | 1
| XTPFUUHP-H150W600 | Y7-192924 | 192924 | Filler Partition Backplate H150 W600 | EDB | xEnergy Main | 130.8 | 1
| XTPFUUHP-H150W800 | Y7-192928 | 192928 | Filler Partition Backplate H150 W800 | EDB | xEnergy Main | 169.6 | 1
| XTPFUUHP-H200W600 | Y7-192925 | 192925 | Filler Partition Backplate H200 W600 | EDB | xEnergy Main | 139.5 | 1
| XTPFUUHP-H200W800 | Y7-192929 | 192929 | Filler Partition Backplate H200 W800 | EDB | xEnergy Main | 180.9 | 1
| XTPFUUHP-H25W600 | Y7-193467 | 193467 | FILLER_L_BRACKET_BTM_W600 | EDB | xEnergy Main | 16.02 | 1
| XTPFUUHP-H25W800 | Y7-193468 | 193468 | FILLER_L_BRACKET_BTM_W800 | EDB | xEnergy Main | 17.73 | 1
| XTPFUUHP-H500W600 | Y7-192926 | 192926 | Filler Partition Backplate H500 W600 | EDB | xEnergy Main | 198.8 | 1
| XTPFUUHP-H500W800 | Y7-192930 | 192930 | Filler Partition Backplate H500 W800 | EDB | xEnergy Main | 257.3 | 1
| XTPFUU-NZM3/3-DF | Y7-192772 | 192772 | Abdeckung NZM3 3P | EDB | xEnergy Main | 97.7 | 1
| XTPFUU-NZM3/3P+N-DF | Y7-192773 | 192773 | Abdeckung NZM3 3P+N | EDB | xEnergy Main | 258.1 | 1
| XTPFUU-NZM3/4-DF | Y7-192774 | 192774 | Abdeckung NZM3 4P | EDB | xEnergy Main | 98.2 | 1
| XTPFUUZ-H100 | Y7-174018 | 174018 | Partition between XF modules, busbar on top, H=100mm | EDB | xEnergy Main | 30.45 | 1
| XTPFUUZ-H1000 | Y7-174028 | 174028 | Partition between XF modules, busbar on top, H=1000mm | EDB | xEnergy Main | 71.9 | 1
| XTPFUUZ-H1200 | Y7-174041 | 174041 | Partition between XF modules, busbar on top, H=1200mm | EDB | xEnergy Main | 82.6 | 1
| XTPFUUZ-H150 | Y7-174019 | 174019 | Partition between XF modules, busbar on top, H=150mm | EDB | xEnergy Main | 23.74 | 1
| XTPFUUZ-H200 | Y7-174020 | 174020 | Partition between XF modules, busbar on top, H=200mm | EDB | xEnergy Main | 22.23 | 1
| XTPFUUZ-H250 | Y7-174021 | 174021 | Partition between XF modules, busbar on top, H=250mm | EDB | xEnergy Main | 38.64 | 1
| XTPFUUZ-H300 | Y7-174022 | 174022 | Partition between XF modules, busbar on top, H=300mm | EDB | xEnergy Main | 27.78 | 1
| XTPFUUZ-H350 | Y7-174023 | 174023 | Partition between XF Modules, Busbar on Top, Height=350mm | EDB | xEnergy Main | 37.5 | 1
| XTPFUUZ-H400 | Y7-174024 | 174024 | Partition between XF modules, busbar on top, H=400mm | EDB | xEnergy Main | 43.82 | 1
| XTPFUUZ-H50 | Y7-174017 | 174017 | Partition between XF modules, busbar on top, H=50mm | EDB | xEnergy Main | 18.22 | 1
| XTPFUUZ-H500 | Y7-174025 | 174025 | Partition between XF Modules, Busbar on Top, Height=500mm | EDB | xEnergy Main | 49.71 | 1
| XTPFUUZ-H600 | Y7-174026 | 174026 | Partition between XF modules, busbar on top, H=600mm | EDB | xEnergy Main | 58.1 | 1
| XTPFUUZ-H800 | Y7-174027 | 174027 | Partition between XF modules, busbar on top, H=800mm | EDB | xEnergy Main | 68.3 | 1
| XTPGVPC-H1900W300 | Y7-174081 | 174081 | Plastic partition for XG sections, HxW=1900x300mm | EDB | xEnergy Main | 220.1 | 1
| XTPGVPC-H1900W600 | Y7-184906 | 184906 | Plastic cover for XG fields | EDB | xEnergy Main | 594 | 1
| XTPP2N4BH-W1000 | Y7-180739 | 180739 | Partition, 2x NZM4/Main busbar area, horizontal, W=1000mm | EDB | xEnergy Main | 120.6 | 1
| XTPP2N4BH-W800 | Y7-180738 | 180738 | Partition, 2x NZM4/Main busbar area, horizontal, W=800mm | EDB | xEnergy Main | 99.5 | 1
| XTPP2N4MEH-W1000D116 | Y7-180745 | 180745 | Horizontal partition above/below two NZM4 units, WxD = 1000 x 116 mm | EDB | xEnergy Main | 58.1 | 1
| XTPP2N4MEH-W1000D168 | Y7-180749 | 180749 | Horizontal partition above/below two NZM4 units, WxD = 1000 x 168 mm | EDB | xEnergy Main | 68.5 | 1
| XTPP2N4MEH-W1000D211 | Y7-180757 | 180757 | Horizontal partition above/below two NZM4 units, WxD = 1000 x 211 mm | EDB | xEnergy Main | 72.8 | 1
| XTPP2N4MEH-W1000D281 | Y7-180761 | 180761 | Horizontal partition above/below two NZM4 units, WxD = 1000 x 281 mm | EDB | xEnergy Main | 82.7 | 1
| XTPP2N4MEH-W1000D291 | Y7-180753 | 180753 | Horizontal partition above/below two NZM4 units, WxD = 1000 x 291 mm | EDB | xEnergy Main | 87 | 1
| XTPP2N4MEH-W1000D368 | Y7-180765 | 180765 | Horizontal partition above/below two NZM4 units, WxD = 1000 x 368 mm | EDB | xEnergy Main | 99.5 | 1
| XTPP2N4MEH-W800D116 | Y7-180744 | 180744 | Horizontal partition above/below two NZM4 units, WxD = 800 x 116 mm | EDB | xEnergy Main | 57.9 | 1
| XTPP2N4MEH-W800D168 | Y7-180748 | 180748 | Horizontal partition above/below two NZM4 units, WxD = 800 x 168 mm | EDB | xEnergy Main | 58.2 | 1
| XTPP2N4MEH-W800D211 | Y7-180756 | 180756 | Horizontal partition above/below two NZM4 units, WxD = 800 x 211 mm | EDB | xEnergy Main | 61.5 | 1
| XTPP2N4MEH-W800D281 | Y7-180760 | 180760 | Horizontal partition above/below two NZM4 units, WxD = 800 x 281 mm | EDB | xEnergy Main | 67.4 | 1
| XTPP2N4MEH-W800D291 | Y7-180752 | 180752 | Horizontal partition above/below two NZM4 units, WxD = 800 x 291 mm | EDB | xEnergy Main | 73 | 1
| XTPP2N4MEH-W800D368 | Y7-180764 | 180764 | Horizontal partition above/below two NZM4 units, WxD = 800 x 368 mm | EDB | xEnergy Main | 79.1 | 1
| XTPPCAVC2-H700W400 | Y7-184662 | 184662 | 2x Auxilliary compartment (cable area), HxW=700x400mm | EDB | xEnergy Main | 193.6 | 1
| XTPPCAVC2-H700W500 | Y7-184663 | 184663 | 2x Auxilliary compartment (cable area), HxW=700x500mm | EDB | xEnergy Main | 207.5 | 1
| XTPPCAVC-H700W1100 | Y7-302121 | 302121 | Auxilliary Compartment (Cable Area), Height=700, Width=1100 | EDB | xEnergy Main | 255.2 | 1
| XTPPCAVC-H700W1350 | Y7-302126 | 302126 | Auxilliary Compartment (Cable Area), Height=700, Width=1350 | EDB | xEnergy Main | 311.6 | 1
| XTPPCAVC-H700W425 | Y7-173049 | 173049 | Auxiliary compartment (cable area), HxW=700x425mm | EDB | xEnergy Main | 131.8 | 1
| XTPPCAVC-H700W600 | Y7-173050 | 173050 | Auxiliary compartment (cable area), HxW=700x600mm | EDB | xEnergy Main | 170.9 | 1
| XTPPCAVC-H700W800 | Y7-173051 | 173051 | Auxiliary compartment (cable area), HxW=700x800mm | EDB | xEnergy Main | 209.7 | 1
| XTPPCBV3-H250W1000 | Y7-179394 | 179394 | Ventilated partition for Power Section, HxW=250x1000mm | EDB | xEnergy Main | 72.4 | 1
| XTPPCBV3-H250W800 | Y7-179393 | 179393 | Ventilated partition for Power Section, HxW=250x800mm | EDB | xEnergy Main | 56.9 | 1
| XTPPCBV3-H350W1000 | Y7-178592 | 178592 | Partition, ventilated, for power feeder, HxW=350x1000mm | EDB | xEnergy Main | 82 | 1
| XTPPCBV3-H350W800 | Y7-178392 | 178392 | Partition, ventilated, for power feeder, HxW=350x800mm | EDB | xEnergy Main | 41.97 | 1
| XTPPCCH2-W1000D600 | Y7-178595 | 178595 | Partition, ventilated, for power feeder, WxD = 1000 x 600 mm | EDB | xEnergy Main | 181.8 | 1
| XTPPCCH2-W800D600 | Y7-178395 | 178395 | Partition, ventilated, for power feeder, WxD = 800 x 600 mm | EDB | xEnergy Main | 90.5 | 1
| XTPPCCH3S-W1000 | Y7-180741 | 180741 | Partition, ventilated, for power feeder, W=1000mm | EDB | xEnergy Main | 346.9 | 1
| XTPPCCH3S-W800 | Y7-180740 | 180740 | Partition, ventilated, for power feeder, W=800mm | EDB | xEnergy Main | 301 | 1
| XTPPCCV2-H500W1000 | Y7-178594 | 178594 | Partition, closed, for power feeder, HxW=500x1000mm | EDB | xEnergy Main | 162.4 | 1
| XTPPCCV2-H500W800 | Y7-178394 | 178394 | Partition, closed, for power feeder, HxW=500x800mm | EDB | xEnergy Main | 132.7 | 1
| XTPPCCZ1-D600 | Y7-178067 | 178067 | Universal mounting plate, D = 600 mm | EDB | xEnergy Main | 385.9 | 1
| XTPPCCZ1-D800 | Y7-178066 | 178066 | Universal mounting plate, D = 800 mm | EDB | xEnergy Main | 481.8 | 1
| XTPPCCZ2-D800 | Y7-180771 | 180771 | Universal mounting plate, individual, side-by-side, depth 800 mm | EDB | xEnergy Main | 520 | 1
| XTPPCCZ3-D800 | Y7-180772 | 180772 | Universal mounting plate, stacked, side-by-side, depth 800 mm | EDB | xEnergy Main | 521 | 1
| XTPPCUV1-H250W1000 | Y7-178593 | 178593 | Partition/cable gland for power sections, HxW=250x1000mm | EDB | xEnergy Main | 104 | 1
| XTPPCUV1-H250W800 | Y7-178393 | 178393 | Partition/cable gland for power sections, HxW=250x800mm | EDB | xEnergy Main | 80.7 | 1
| XTPPCUV1-H275W1000 | Y7-179396 | 179396 | Partition/cable gland for Power Section, HxW=275x1000mm | EDB | xEnergy Main | 123.4 | 1
| XTPPCUV1-H275W800 | Y7-179395 | 179395 | Partition/cable gland for Power Section, HxW=275x800mm | EDB | xEnergy Main | 103.7 | 1
| XTPPCUV3-H275W1000 | Y7-178591 | 178591 | Partition, ventilated, for power feeder, HxW=275x1000mm | EDB | xEnergy Main | 80.6 | 1
| XTPPCUV3-H275W800 | Y7-178391 | 178391 | Partition, ventilated, for power feeder, HxW=275x800mm | EDB | xEnergy Main | 47.14 | 1
| XTPPI63BH-W1100 | Y7-179353 | 179353 | Partition, IZM63/Main busbar area, horizontal, W=1200mm | EDB | xEnergy Main | 301.1 | 1
| XTPPI63BH-W1350 | Y7-179354 | 179354 | Partition, IZM63/Main busbar area, horizontal, W=1350mm | EDB | xEnergy Main | 381.4 | 1
| XTPPI63BV3PN | Y7-179352 | 179352 | Partition for neutral conductor main busbar for IZM63 | EDB | xEnergy Main | 250.1 | 1
| XTPPI63BV3PN-1 | Y7-500049 | 500049 |  | EDB | xEnergy Main | 251.9 | 1
| XTPPIX16BH | Y7-173510 | 173510 | Partition horizontal between incoming/outgoing contacts of the circuit breaker, IZMX16 | EDB | xEnergy Main | 335.2 | 1
| XTPPIX16BV3PN | Y7-173508 | 173508 | Partition of the neutral conductor connection, for IZMX16 | EDB | xEnergy Main | 86.9 | 1
| XTPPIX16F-04-ARCON | Y7-187312 | 187312 | Screen for IZMX16, fixed mounting, 400mm width, for ARCON | EDB | xEnergy Main | 153.6 | 1
| XTPPIX16F-06-ARCON | Y7-187313 | 187313 | Screen for IZMX16, fixed mounting, 600mm width, for ARCON | EDB | xEnergy Main | 173.2 | 1
| XTPPIX16W-04-ARCON | Y7-187314 | 187314 | Screen for IZMX16, withdrawable, 400mm width, for ARCON | EDB | xEnergy Main | 153.6 | 1
| XTPPIX16W-06-ARCON | Y7-187315 | 187315 | Screen for IZMX16, withdrawable, 600mm width, for ARCON | EDB | xEnergy Main | 172.5 | 1
| XTPPIX40BH | Y7-173511 | 173511 | Partition horizontal between incoming/outgoing contacts of the circuit breaker, IZMX40 | EDB | xEnergy Main | 269.5 | 1
| XTPPIX40BH-W1000 | Y7-177172 | 177172 | Partition set, IZMX40/Busbar area, horizontal, W=1000mm | EDB | xEnergy Main | 412.8 | 1
| XTPPIX40BV3PN | Y7-173509 | 173509 | Partition of the neutral conductor connection, for IZMX40 | EDB | xEnergy Main | 74.8 | 1
| XTPPIX40F-W800-ARCON | Y7-187139 | 187139 | Screen for IZMX40, fixed mounting, width 800 mm, for ARCON, | EDB | xEnergy Main | 229.7 | 1
| XTPPIX40W-W800-ARCON | Y7-187140 | 187140 | Screen for IZMX40, withdrawable, width 800 mm, for ARCON, | EDB | xEnergy Main | 249.3 | 1
| XTPPN4BH-W425 | Y7-180736 | 180736 | Partition, NZM4/Main busbar area, horizontal, W=425mm | EDB | xEnergy Main | 54.9 | 1
| XTPPN4BH-W600 | Y7-180737 | 180737 | Partition, NZM4/Main busbar area, horizontal, W=600mm | EDB | xEnergy Main | 72.5 | 1
| XTPPN4CH | Y7-184665 | 184665 | Horizontal NZM4/cable connection partition | EDB | xEnergy Main | 28.08 | 1
| XTPPN4MEH-W425D116 | Y7-180742 | 180742 | Horizontal partition above/below NZM4, WxD = 425 x 116 mm | EDB | xEnergy Main | 59.4 | 1
| XTPPN4MEH-W425D168 | Y7-180746 | 180746 | Horizontal partition above/below NZM4, WxD = 425 x 168 mm | EDB | xEnergy Main | 58.4 | 1
| XTPPN4MEH-W425D211 | Y7-180754 | 180754 | Horizontal partition above/below NZM4, WxD = 425 x 211 mm | EDB | xEnergy Main | 60.4 | 1
| XTPPN4MEH-W425D281 | Y7-180758 | 180758 | Horizontal partition above/below NZM4, WxD = 425 x 281 mm | EDB | xEnergy Main | 69.2 | 1
| XTPPN4MEH-W425D291 | Y7-180750 | 180750 | Horizontal partition above/below NZM4, WxD = 425 x 291 mm | EDB | xEnergy Main | 74.7 | 1
| XTPPN4MEH-W425D368 | Y7-180762 | 180762 | Horizontal partition above/below NZM4, WxD = 425 x 368 mm | EDB | xEnergy Main | 81.1 | 1
| XTPPN4MEH-W600D116 | Y7-180743 | 180743 | Horizontal partition above/below NZM4, WxD = 600 x 116 mm | EDB | xEnergy Main | 69.5 | 1
| XTPPN4MEH-W600D168 | Y7-180747 | 180747 | Horizontal partition above/below NZM4, WxD = 600 x 168 mm | EDB | xEnergy Main | 73.2 | 1
| XTPPN4MEH-W600D211 | Y7-180755 | 180755 | Horizontal partition above/below NZM4, WxD = 600 x 211 mm | EDB | xEnergy Main | 78.2 | 1
| XTPPN4MEH-W600D281 | Y7-180759 | 180759 | Horizontal partition above/below NZM4, WxD = 600 x 281 mm | EDB | xEnergy Main | 88.7 | 1
| XTPPN4MEH-W600D291 | Y7-180751 | 180751 | Horizontal partition above/below NZM4, WxD = 600 x 291 mm | EDB | xEnergy Main | 97.3 | 1
| XTPPN4MEH-W600D368 | Y7-180763 | 180763 | Horizontal partition above/below NZM4, WxD = 600 x 368 mm | EDB | xEnergy Main | 109.9 | 1
| XTPPSSZ-H300 | Y7-178384 | 178384 | Partition between two sections, XW, HxD = 300 x 800 mm | EDB | xEnergy Main | 65.4 | 1
| XTPPSSZ-H700 | Y7-173052 | 173052 | Partition between two sections, XP, H=700mm | EDB | xEnergy Main | 249.9 | 1
| XTPPVPC-H700W1000 | Y7-184664 | 184664 | Plastic partition for XP sections, HxW=700x1000mm | EDB | xEnergy Main | 545 | 1
| XTPPVPC-H700W425 | Y7-174013 | 174013 | Plastic partition for XP sections, HxW=700x425mm, grey | EDB | xEnergy Main | 238 | 1
| XTPPVPC-H700W600 | Y7-174014 | 174014 | Plastic partition for XP sections, HxW=700x600mm, grey | EDB | xEnergy Main | 343.4 | 1
| XTPPVPC-H700W800 | Y7-174015 | 174015 | Plastic partition for XP sections, HxW=700x800mm, grey | EDB | xEnergy Main | 464.4 | 1
| XTPPVPC-W1000 | Y7-184666 | 184666 | Plastic cover, for xp, H=700mm W=1000mm | EDB | xEnergy Main | 266.1 | 1
| XTPPVPC-W1100 | Y7-189597 | 189597 | Plastic cover.f.XP fields W1100 | EDB | xEnergy Main | 557 | 1
| XTPPVPC-W1350 | Y7-189598 | 189598 | Plastic cover.f.XP fields W1350 | EDB | xEnergy Main | 570 | 1
| XTPPVPC-W425 | Y7-173360 | 173360 | Transparent plastic partition for XP sections, W=425mm | EDB | xEnergy Main | 107.1 | 1
| XTPPVPC-W600 | Y7-173361 | 173361 | Transparent plastic partition for XP sections, W=600mm | EDB | xEnergy Main | 155.7 | 1
| XTPPVPC-W800 | Y7-173362 | 173362 | Transparent plastic partition for XP sections, W=800mm | EDB | xEnergy Main | 209.6 | 1
| XTPPVPVC-H700W1100 | Y7-184907 | 184907 | Plastic cover for XP fields, W=1100mm | EDB | xEnergy Main | 595 | 1
| XTPPVPVC-H700W1350 | Y7-184908 | 184908 | Plastic cover for XP fields, W=1350mm | EDB | xEnergy Main | 731 | 1
| XTPWAEZD | Y7-173331 | 173331 | Auxilliary Cable Duct, XW, connection piece between Aux and Cable Area, grey | EDB | xEnergy Main | 71.1 | 1
| XTPWBAVC-H325W1000 | Y7-172679 | 172679 | XW-auxiliary compartment, W=1000mm | EDB | xEnergy Main | 259 | 1
| XTPWBAVC-H325W600 | Y7-172677 | 172677 | XW-auxiliary compartment, W=600mm | EDB | xEnergy Main | 179.4 | 1
| XTPWBAVC-H325W800 | Y7-172678 | 172678 | XW-auxiliary compartment, W=800mm | EDB | xEnergy Main | 220.4 | 1
| XTPWBAVP-H325W1000 | Y7-172689 | 172689 | Partition busbar/Auxiliary device area HxW=325x1000mm | EDB | xEnergy Main | 66.6 | 1
| XTPWBAVP-H325W600 | Y7-172687 | 172687 | Partition busbar/Auxiliary device area HxW=325x600mm | EDB | xEnergy Main | 30.29 | 1
| XTPWBAVP-H325W800 | Y7-172688 | 172688 | Partition busbar/Auxiliary device area HxW=325x800mm | EDB | xEnergy Main | 56.1 | 1
| XTPWCUA1 | Y7-173329 | 173329 | Partition for main outgoing contacts | EDB | xEnergy Main | 5.56 | 25
| XTPWCUA2 | Y7-173330 | 173330 | Partition for auxilliary contacts | EDB | xEnergy Main | 13.01 | 1
| XTPWCUB-H150 | Y7-172671 | 172671 | XW-Partition for drawer compartment/cable compartment, box, H=150mm | EDB | xEnergy Main | 64.6 | 1
| XTPWCUB-H225 | Y7-172672 | 172672 | XW-Partition for drawer compartment/cable compartment, box, H=225mm | EDB | xEnergy Main | 89.1 | 1
| XTPWCUB-H300 | Y7-172668 | 172668 | XW-Partition for drawer compartment/cable compartment, box, H=300mm | EDB | xEnergy Main | 125.9 | 1
| XTPWCUB-H75 | Y7-172670 | 172670 | XW-Partition for drawer compartment/cable compartment, box, H=75mm | EDB | xEnergy Main | 58.4 | 1
| XTPWCUV-H150 | Y7-173324 | 173324 | Partition for empty drawer compartment, H=150mm | EDB | xEnergy Main | 35.66 | 1
| XTPWCUV-H225 | Y7-173325 | 173325 | Partition for empty drawer compartment, H=225mm | EDB | xEnergy Main | 38.99 | 1
| XTPWCUV-H300 | Y7-173326 | 173326 | Partition for empty drawer compartment, H=300mm | EDB | xEnergy Main | 47.25 | 1
| XTPWCUV-H450 | Y7-173327 | 173327 | Partition for empty drawer compartment, H=450mm | EDB | xEnergy Main | 56.7 | 1
| XTPWCUV-H75 | Y7-173328 | 173328 | Partition for empty drawer compartment, H=75mm | EDB | xEnergy Main | 34.96 | 1
| XTPWDUG35 | Y7-172673 | 172673 | XW-Partition for dropper busbar/galvanized 35kA | EDB | xEnergy Main | 407.3 | 1
| XTPWDUG65 | Y7-172674 | 172674 | XW-Partition for dropper busbar/galvanized 65kA | EDB | xEnergy Main | 419.5 | 1
| XTPWDUS35 | Y7-172675 | 172675 | XW-Partition for dropper busbar/stainless steel 35kA | EDB | xEnergy Main | 636 | 1
| XTPWDUS80 | Y7-172676 | 172676 | XW-Partition for dropper busbar/stainless steel 80kA | EDB | xEnergy Main | 725 | 1
| XTPZAEHD2-W1000 | Y7-174004 | 174004 | Auxiliary cable duct, closed, W=1000mm, grey | EDB | xEnergy Main | 76.4 | 1
| XTPZAEHD2-W1100 | Y7-174005 | 174005 | Auxiliary cable duct, closed, W=1100mm, grey | EDB | xEnergy Main | 80 | 1
| XTPZAEHD2-W1200 | Y7-174006 | 174006 | Auxiliary cable duct, closed, W=1200mm, grey | EDB | xEnergy Main | 83.6 | 1
| XTPZAEHD2-W1350 | Y7-174007 | 174007 | Auxiliary cable duct, closed, W=1350mm, grey | EDB | xEnergy Main | 88.8 | 1
| XTPZAEHD2-W300 | Y7-174011 | 174011 | Auxiliary cable duct, closed, W=300mm, grey | EDB | xEnergy Main | 54.6 | 1
| XTPZAEHD2-W425 | Y7-174010 | 174010 | Auxiliary cable duct, closed, W=425mm, grey | EDB | xEnergy Main | 55.8 | 1
| XTPZAEHD2-W600 | Y7-174008 | 174008 | Auxiliary cable duct, closed, W=600mm, grey | EDB | xEnergy Main | 61.7 | 1
| XTPZAEHD2-W800 | Y7-174009 | 174009 | Auxiliary cable duct, closed, W=800mm, grey | EDB | xEnergy Main | 69.9 | 1
| XTPZAEHD3-W300 | Y7-174012 | 174012 | Auxiliary cable duct, closed, W=300mm, grey | EDB | xEnergy Main | 96.6 | 1
| XTPZAEHD-D800-DF | Y7-193469 | 193469 | METERING_CABLE_CHANNEL Front to Back | EDB | xEnergy Main | 82.9 | 1
| XTPZAEHD-W1000 | Y7-173096 | 173096 | Auxiliary cable duct, W=1000mm, grey | EDB | xEnergy Main | 52.6 | 1
| XTPZAEHD-W1100 | Y7-173097 | 173097 | Auxiliary cable duct, W=1100mm, grey | EDB | xEnergy Main | 51.8 | 1
| XTPZAEHD-W1200 | Y7-173098 | 173098 | Auxiliary cable duct, W=1200mm, grey | EDB | xEnergy Main | 54 | 1
| XTPZAEHD-W1350 | Y7-173099 | 173099 | Auxiliary cable duct, W=1350mm, grey | EDB | xEnergy Main | 63.6 | 1
| XTPZAEHD-W425 | Y7-173102 | 173102 | Auxiliary cable duct, W=425mm, grey | EDB | xEnergy Main | 42.28 | 1
| XTPZAEHD-W600 | Y7-173100 | 173100 | Auxiliary cable duct, W=600mm, grey | EDB | xEnergy Main | 46.63 | 1
| XTPZAEHD-W800 | Y7-173101 | 173101 | Auxiliary cable duct, W=800mm, grey | EDB | xEnergy Main | 48.95 | 1
| XTPZBAVC-H250W1000 | Y7-172683 | 172683 | Auxiliary compartment (standard), W=1000mm | EDB | xEnergy Main | 235.1 | 1
| XTPZBAVC-H250W1100 | Y7-172684 | 172684 | Auxiliary compartment (standard), W=1100mm | EDB | xEnergy Main | 244.6 | 1
| XTPZBAVC-H250W1200 | Y7-172685 | 172685 | Auxiliary compartment (standard), W=1200mm | EDB | xEnergy Main | 304.5 | 1
| XTPZBAVC-H250W1350 | Y7-172686 | 172686 | Auxiliary compartment (standard), W=1350mm | EDB | xEnergy Main | 334.9 | 1
| XTPZBAVC-H250W425 | Y7-172680 | 172680 | Auxiliary compartment (standard), W=425mm | EDB | xEnergy Main | 139.5 | 1
| XTPZBAVC-H250W600 | Y7-172681 | 172681 | Auxiliary compartment (standard), W=600mm | EDB | xEnergy Main | 170.4 | 1
| XTPZBAVC-H250W800 | Y7-172682 | 172682 | Auxiliary compartment (standard), W=800mm | EDB | xEnergy Main | 190 | 1
| XTPZBAVC-H450W1000 | Y7-184738 | 184738 | Auxilliary Compartment (Standard), Height=450mm, Width=1000mm | EDB | xEnergy Main | 293.1 | 1
| XTPZBAVC-H450W1100 | Y7-184909 | 184909 | Device compartment (standard), H=450mm, W=1100mm | EDB | xEnergy Main | 239.5 | 1
| XTPZBAVC-H450W1350 | Y7-184910 | 184910 | Device compartment (standard), H=450mm, W=1350mm | EDB | xEnergy Main | 277 | 1
| XTPZBAVC-H450W425 | Y7-173103 | 173103 | Auxiliary compartment (standard), HxW=450x425mm | EDB | xEnergy Main | 205.9 | 1
| XTPZBAVC-H450W600 | Y7-173104 | 173104 | Auxiliary compartment (standard), HxW=450x600mm | EDB | xEnergy Main | 225.6 | 1
| XTPZBAVC-H450W800 | Y7-173105 | 173105 | Auxiliary compartment (standard), HxW=450x800mm | EDB | xEnergy Main | 257.5 | 1
| XTPZBAVC-H490W800 | Y7-187345 | 187345 | Auxilliary Compartment HxW=490x800mm | EDB | xEnergy Main | 288.2 | 1
| XTPZBAVP2-H350W1000 | Y7-178383 | 178383 | Vertical partition, main busbar, HxW=350x1000mm | EDB | xEnergy Main | 70.4 | 1
| XTPZBAVP2-H350W800 | Y7-178382 | 178382 | Vertical partition, main busbar, HxW=350x800mm | EDB | xEnergy Main | 58 | 1
| XTPZBAVP2-H550W1000 | Y7-178390 | 178390 | Vertical partition, main busbar, HxW=550x1000mm | EDB | xEnergy Main | 102.2 | 1
| XTPZBAVP2-H550W800 | Y7-178389 | 178389 | Vertical partition, main busbar, HxW=550x800mm | EDB | xEnergy Main | 84.8 | 1
| XTPZBAVP-ARCON | Y7-187138 | 187138 | Mounting plate for ARCON quenching device | EDB | xEnergy Main | 129 | 1
| XTPZBAVP-H250W1000 | Y7-173106 | 173106 | Vertical separation, busbar, H=250mm, W=1000mm | EDB | xEnergy Main | 91.3 | 1
| XTPZBAVP-H250W1100 | Y7-173107 | 173107 | Vertical separation, busbar, H=250mm, W=1100mm | EDB | xEnergy Main | 97.1 | 1
| XTPZBAVP-H250W1200 | Y7-173108 | 173108 | Vertical separation, busbar, H=250mm, W=1200mm | EDB | xEnergy Main | 102.3 | 1
| XTPZBAVP-H250W1350 | Y7-173109 | 173109 | Vertical separation, busbar, H=250mm, W=1350mm | EDB | xEnergy Main | 115.6 | 1
| XTPZBAVP-H250W425 | Y7-173110 | 173110 | Vertical separation, busbar, H=250mm, W=425m | EDB | xEnergy Main | 50.3 | 1
| XTPZBAVP-H250W600 | Y7-173111 | 173111 | Vertical separation, busbar, H=250mm, W=600mm | EDB | xEnergy Main | 58.8 | 1
| XTPZBAVP-H250W800 | Y7-173041 | 173041 | Vertical separation, busbar, H=250mm, W=800mm | EDB | xEnergy Main | 70.4 | 1
| XTPZBAVP-H325W600 | Y7-193465 | 193465 | Partition Back VBB Meter Ch. H325 W600 | EDB | xEnergy Main | 60.1 | 1
| XTPZBAVP-H325W800 | Y7-193466 | 193466 | Partition Back VBB Meter Ch. H325 W800 | EDB | xEnergy Main | 65.5 | 1
| XTPZBAVP-H350W1000 | Y7-177137 | 177137 | Vertical separation, main busbar, HxW=350x1000mm | EDB | xEnergy Main | 131.5 | 1
| XTPZBAVP-H350W1100 | Y7-177138 | 177138 | Vertical separation, main busbar, HxW=350x1100mm | EDB | xEnergy Main | 145.3 | 1
| XTPZBAVP-H350W1200 | Y7-177139 | 177139 | Vertical separation, main busbar, HxW=350x1200mm | EDB | xEnergy Main | 156.6 | 1
| XTPZBAVP-H350W1350 | Y7-177140 | 177140 | Vertical separation, main busbar, HxW=350x1350mm | EDB | xEnergy Main | 172.8 | 1
| XTPZBAVP-H350W425 | Y7-177134 | 177134 | Vertical separation, main busbar, HxW=350x425mm | EDB | xEnergy Main | 66.7 | 1
| XTPZBAVP-H350W600 | Y7-177135 | 177135 | Vertical separation, main busbar, HxW=350x600mm | EDB | xEnergy Main | 85.6 | 1
| XTPZBAVP-H350W800 | Y7-177136 | 177136 | Vertical separation, main busbar, HxW=350x800mm | EDB | xEnergy Main | 109.7 | 1
| XTPZBEH1 | Y7-174087 | 174087 | Isolation for standard baseframe, horizontal | EDB | xEnergy Main | 89.5 | 1
| XTPZBEZ | Y7-178590 | 178590 | Insulation for busbar ends, vertical | EDB | xEnergy Main | 53.7 | 1
| XTPZBEZ1 | Y7-174086 | 174086 | Isolation for busbar support base, vertical | EDB | xEnergy Main | 44.22 | 1
| XTPZBMH1-W1000 | Y7-173042 | 173042 | Partition between busbar and mounting kit area, W=1000mm | EDB | xEnergy Main | 236.9 | 1
| XTPZBMH1-W1100 | Y7-173043 | 173043 | Partition between busbar and mounting kit area, W=1100mm | EDB | xEnergy Main | 251.8 | 1
| XTPZBMH1-W1200 | Y7-173044 | 173044 | Partition between busbar and mounting kit area, W=1200mm | EDB | xEnergy Main | 263.6 | 1
| XTPZBMH1-W1350 | Y7-173045 | 173045 | Partition between busbar and mounting kit area, W=1350mm | EDB | xEnergy Main | 289.1 | 1
| XTPZBMH1-W425 | Y7-173046 | 173046 | Partition between busbar and mounting kit area, W=425mm | EDB | xEnergy Main | 124.7 | 1
| XTPZBMH1-W600 | Y7-173047 | 173047 | Partition between busbar and mounting kit area, W=600mm | EDB | xEnergy Main | 150.3 | 1
| XTPZBMH1-W800 | Y7-173048 | 173048 | Partition between busbar and mounting kit area, W=800mm | EDB | xEnergy Main | 183.1 | 1
| XTPZSSZ1 | Y7-172698 | 172698 | Partition between two sections, as high as section | EDB | xEnergy Main | 233.9 | 1
| XTPZUTH1-W1000 | Y7-174085 | 174085 | Horizontal partition sheet, W=1000mm | EDB | xEnergy Main | 50.5 | 1
| XTPZUTH1-W800 | Y7-174084 | 174084 | Horizontal partition sheet, W=800mm | EDB | xEnergy Main | 41.62 | 1
| XTSFF1C | Y7-174059 | 174059 | Front filler for BoxSolution section, closed, grey | EDB | xEnergy Main | 82.5 | 1
| XTSGFBA-W300 | Y7-174040 | 174040 | Base frame for busbar connection access, transition, W=300mm, grey | EDB | xEnergy Main | 316.2 | 1
| XTSGFBS-W300 | Y7-174077 | 174077 | Base frame (standard), transition, W=300mm, grey | EDB | xEnergy Main | 254.6 | 1
| XTSGFH1-H2000 | Y7-174078 | 174078 | Base frame, vertical profile (transition section), H=2000mm, grey | EDB | xEnergy Main | 312.7 | 1
| XTSPFH-H2000 | Y7-173053 | 173053 | Base frame, vertical profile (XP), H=2000mm, grey | EDB | xEnergy Main | 313.3 | 1
| XTSPFH-H2000-SOND-RAL* | Y7-186352 | 186352 | Base frame, vertical profile (XP), H=2000mm, special color | EDB | xEnergy Main | 473.1 | 1
| XTSPTA0308T | Y7-185107 | 185107 | Set Lichtbogensch. BXT Tansisition D800 | EDB | xEnergy Main | 453.8 | 1
| XTSPTA0408 | Y7-185108 | 185108 | Set Lichtbogensch. BXT W425 D800 | EDB | xEnergy Main | 135.7 | 1
| XTSPTA0608 | Y7-185109 | 185109 | Set for passive arc protection, busbar top, W=600 mm, D=800 mm | EDB | xEnergy Main | 316 | 1
| XTSPTA0808 | Y7-185110 | 185110 | Set Lichtbogensch. BXT W800 D800 | EDB | xEnergy Main | 393.2 | 1
| XTSPTA0808-SOND-RAL* | Y7-186641 | 186641 | Set for passive arc protection, busbar top, W=800 mm, D=800 mm, special color | EDB | xEnergy Main | 473.1 | 1
| XTSPTA08508 | Y7-185111 | 185111 | Set Lichtbogensch. BXT W850 D800 | EDB | xEnergy Main | 394 | 1
| XTSPTA1008 | Y7-185112 | 185112 | Set Lichtbogensch. BXT W1000 D800 | EDB | xEnergy Main | 457.8 | 1
| XTSPTA1008-SOND-RAL* | Y7-186643 | 186643 | Set for passive arc protection, busbar top, W=1000 mm, D=800 mm, special color | EDB | xEnergy Main | 473.1 | 1
| XTSPTA1108 | Y7-185113 | 185113 | Set Lichtbogensch. BXT W1100 D800 | EDB | xEnergy Main | 475.7 | 1
| XTSPTA1208 | Y7-185114 | 185114 | Set Lichtbogensch. BXT W1200 D800 | EDB | xEnergy Main | 541 | 1
| XTSPTA13508 | Y7-185115 | 185115 | Set Lichtbogensch. BXT W1350 D800 | EDB | xEnergy Main | 562 | 1
| XTSWEVDR-H1625 | Y7-173054 | 173054 | Design rail, RAL 7035, vertical, H=1625mm, grey | EDB | xEnergy Main | 44.27 | 1
| XTSWFC | Y7-172699 | 172699 | XW - Front filler closed, grey | EDB | xEnergy Main | 81.6 | 1
| XTSWFV3 | Y7-172700 | 172700 | XW - Front filler ventilated, grey | EDB | xEnergy Main | 88.5 | 1
| XTSZCC3-H100W600 | Y7-192931 | 192931 | Filler Closed IP31 H100 W600 | EDB | xEnergy Main | 55.4 | 1
| XTSZCC3-H100W800 | Y7-192935 | 192935 | Filler Closed IP31 H100 W800 | EDB | xEnergy Main | 65.4 | 1
| XTSZCC3-H150W600 | Y7-192932 | 192932 | Filler Closed IP31 H150 W600 | EDB | xEnergy Main | 62.4 | 1
| XTSZCC3-H150W800 | Y7-192936 | 192936 | Filler Closed IP31 H150 W800 | EDB | xEnergy Main | 74.5 | 1
| XTSZCC3-H200W600 | Y7-192933 | 192933 | Filler Door Closed IP31 H200 W600 | EDB | xEnergy Main | 89.5 | 1
| XTSZCC3-H200W800 | Y7-192937 | 192937 | Filler Door Closed IP31 H200 W800 | EDB | xEnergy Main | 103.8 | 1
| XTSZCC3-H500W600 | Y7-192934 | 192934 | Filler Door Closed IP31 H500 W600 | EDB | xEnergy Main | 131.1 | 1
| XTSZCC3-H500W800 | Y7-192938 | 192938 | Filler Door Closed IP31 H500 W800 | EDB | xEnergy Main | 154.4 | 1
| XTSZCSC-H250W1000 | Y7-177141 | 177141 | Section wide cover, closed, HxW=250x1000mm, IP55, grey | EDB | xEnergy Main | 172 | 1
| XTSZCSC-H250W1100 | Y7-179355 | 179355 | Section wide cover, closed, HxW=250x1200mm, IP55, grey | EDB | xEnergy Main | 210.7 | 1
| XTSZCSC-H250W1350 | Y7-179356 | 179356 | Section wide cover, closed, HxW=250x1350mm, IP55, grey | EDB | xEnergy Main | 189.7 | 1
| XTSZCSC-H250W425 | Y7-173058 | 173058 | Section wide cover, closed, HxW=250x425mm, IP55 | EDB | xEnergy Main | 126.1 | 1
| XTSZCSC-H250W600 | Y7-173059 | 173059 | Section wide cover, closed, HxW=250x600mm, IP55 | EDB | xEnergy Main | 138.1 | 1
| XTSZCSC-H250W800 | Y7-173060 | 173060 | Section wide cover, closed, HxW=250x800mm, IP55 | EDB | xEnergy Main | 155.1 | 1
| XTSZCSC-H400W1000 | Y7-178587 | 178587 | Section wide cover, closed, HxW=400x1000mm, IP55, grey | EDB | xEnergy Main | 206.3 | 1
| XTSZCSC-H400W800 | Y7-178586 | 178586 | Section wide cover, closed, HxW=400x800mm, IP55, grey | EDB | xEnergy Main | 177.2 | 1
| XTSZCSC-H550W1000 | Y7-174060 | 174060 | Section wide cover, closed, HxW=550x1000mm, IP55 | EDB | xEnergy Main | 241 | 1
| XTSZCSC-H550W400 | Y7-178584 | 178584 | Section wide cover, closed, HxW=550x400mm, IP55, grey | EDB | xEnergy Main | 163.9 | 1
| XTSZCSC-H550W425 | Y7-173055 | 173055 | Section wide cover, closed, HxW=550x425mm | EDB | xEnergy Main | 161.3 | 1
| XTSZCSC-H550W425-SOND-RAL* | Y7-500019 | 500019 | Closed cover H550x W425mm Special color | EDB | xEnergy Main | 204.7 | 1
| XTSZCSC-H550W500 | Y7-178585 | 178585 | Section wide cover, closed, HxW=550x500mm, IP55, grey | EDB | xEnergy Main | 181.4 | 1
| XTSZCSC-H550W600 | Y7-173056 | 173056 | Section wide cover, closed, HxW=550x600mm | EDB | xEnergy Main | 181.3 | 1
| XTSZCSC-H550W800 | Y7-173057 | 173057 | Section wide cover, closed, HxW=550x800mm | EDB | xEnergy Main | 209.7 | 1
| XTSZCSV3-H250W1000 | Y7-177145 | 177145 | Section wide cover, HxW=250x1000mm, IP31, grey | EDB | xEnergy Main | 177.6 | 1
| XTSZCSV3-H250W425 | Y7-177142 | 177142 | Section wide cover, HxW=250x425mm, IP31, grey | EDB | xEnergy Main | 127.3 | 1
| XTSZCSV3-H250W600 | Y7-177143 | 177143 | Section wide cover, HxW=250x600mm, IP31, grey | EDB | xEnergy Main | 141.3 | 1
| XTSZCSV3-H250W800 | Y7-177144 | 177144 | Section wide cover, HxW=250x800mm, IP31, grey | EDB | xEnergy Main | 161.8 | 1
| XTSZCSV3-H350W1000 | Y7-177153 | 177153 | Section wide cover, HxW=350x1000mm, IP31, grey | EDB | xEnergy Main | 221.6 | 1
| XTSZCSV3-H350W425 | Y7-177150 | 177150 | Section wide cover, HxW=350x425mm, IP31, grey | EDB | xEnergy Main | 141.4 | 1
| XTSZCSV3-H350W600 | Y7-177151 | 177151 | Section wide cover, HxW=350x600mm, IP31, grey | EDB | xEnergy Main | 166 | 1
| XTSZCSV3-H350W800 | Y7-177152 | 177152 | Section wide cover, HxW=350x800mm, IP31, grey | EDB | xEnergy Main | 194.4 | 1
| XTSZCSV3-H400W1000 | Y7-500785 | 500785 |  | EDB | xEnergy Main | 228.2 | 1
| XTSZCSV3-H400W800 | Y7-500784 | 500784 |  | EDB | xEnergy Main | 190.5 | 1
| XTSZCSV4-H250W1000 | Y7-177149 | 177149 | Section wide cover, HxW=250x1000mm, IP42, grey | EDB | xEnergy Main | 356.5 | 1
| XTSZCSV4-H250W1100 | Y7-500028 | 500028 | Cover H250xW1100mm IP42, grey | EDB | xEnergy Main | 361.2 | 1
| XTSZCSV4-H250W1350 | Y7-500027 | 500027 | Cover H250xW1350mm IP42, grey | EDB | xEnergy Main | 468.2 | 1
| XTSZCSV4-H250W425 | Y7-177146 | 177146 | Section wide cover, HxW=250x425mm, IP42, grey | EDB | xEnergy Main | 202.2 | 1
| XTSZCSV4-H250W600 | Y7-177147 | 177147 | Section wide cover, HxW=250x600mm, IP42, grey | EDB | xEnergy Main | 230.8 | 1
| XTSZCSV4-H250W800 | Y7-177148 | 177148 | Section wide cover, HxW=250x800mm, IP42, grey | EDB | xEnergy Main | 282 | 1
| XTSZCSV4-H350W1000 | Y7-177157 | 177157 | Section wide cover, HxW=350x1000mm, IP42, grey | EDB | xEnergy Main | 413.8 | 1
| XTSZCSV4-H350W425 | Y7-177154 | 177154 | Section wide cover, HxW=350x425mm, IP42, grey | EDB | xEnergy Main | 228.6 | 1
| XTSZCSV4-H350W600 | Y7-177155 | 177155 | Section wide cover, HxW=350x600mm, IP42, grey | EDB | xEnergy Main | 264.8 | 1
| XTSZCSV4-H350W800 | Y7-177156 | 177156 | Section wide cover, HxW=350x800mm, IP42, grey | EDB | xEnergy Main | 329.9 | 1
| XTSZCSV4-H400W1000 | Y7-178589 | 178589 | Section wide cover, ventilated, HxW=400x1000mm, grey | EDB | xEnergy Main | 425.8 | 1
| XTSZCSV4-H400W800 | Y7-178588 | 178588 | Section wide cover, ventilated, HxW=400x800mm, grey | EDB | xEnergy Main | 340.6 | 1
| XTSZCSVT3-H325W600 | Y7-192911 | 192911 | BT Chamber Filler IP31 H325 W600 | EDB | xEnergy Main | 123 | 1
| XTSZCSVT3-H325W800 | Y7-192912 | 192912 | BT Chamber Filler IP31 H325 W800 | EDB | xEnergy Main | 142 | 1
| XTSZDCKC-H1625W195 | Y7-174061 | 174061 | Connection area door, closed, HxW=1625x195mm, grey | EDB | xEnergy Main | 300.1 | 1
| XTSZDCKC-H1625W220 | Y7-172731 | 172731 | Connection area door, closed, HxW=1625x220mm, IP55, grey | EDB | xEnergy Main | 306.9 | 1
| XTSZDCKC-H1625W395 | Y7-174030 | 174030 | Connection area door, closed, HxW=1625x395mm, IP55, grey | EDB | xEnergy Main | 371.5 | 1
| XTSZDCKC-H1625W420 | Y7-172732 | 172732 | Connection area door, closed, HxW=1625x420mm, grey | EDB | xEnergy Main | 377.4 | 1
| XTSZDMV3/2XNZM1/0602-DF | Y7-192781 | 192781 | Doppeltuer IP31 NZM1 B600 H200 -DF | EDB | xEnergy Main | 138.8 | 1
| XTSZDMV3/2XNZM1/0802-DF | Y7-192782 | 192782 | Doppeltuer IP31 NZM1 B800 H200-DF | EDB | xEnergy Main | 156.8 | 1
| XTSZDMV3/2XNZM2-0802-DF | Y7-192784 | 192784 | Doppeltuer IP31 NZM2 B800 H200-DF | EDB | xEnergy Main | 156.6 | 1
| XTSZDMV3/2XQSA125-160/06025-DF | Y7-192961 | 192961 | Door IP31 QSA125/160 TWIN W600 H250 | EDB | xEnergy Main | 146.8 | 1
| XTSZDMV3/2XQSA63/0602-DF | Y7-192959 | 192959 | Door IP31 QSA63 TWIN W600 H200 | EDB | xEnergy Main | 139.4 | 1
| XTSZDMV3/NZM2-0602-DF | Y7-192786 | 192786 | Module door, IP31, NZM2, W=600mm, H=200mm, DF | EDB | xEnergy Main | 90.8 | 1
| XTSZDMV3/NZM3-06025-DF | Y7-192788 | 192788 | Modultuer IP31 NZM3 B600 H250-DF | EDB | xEnergy Main | 97.9 | 1
| XTSZDMV3/NZM3-06035-DF | Y7-192790 | 192790 | Modultuer IP31 NZM3 B600 H350-DF | EDB | xEnergy Main | 111.9 | 1
| XTSZDMV3/NZM3-08025-DF | Y7-192789 | 192789 | Modultuer IP31 NZM3 B800 H250-DF | EDB | xEnergy Main | 112 | 1
| XTSZDMV3/NZM3-08035-DF | Y7-192791 | 192791 | Modultuer IP31 NZM3 B800 H350-DF | EDB | xEnergy Main | 154.3 | 1
| XTSZDMV3/NZM4-08045-DF | Y7-192792 | 192792 | Modultuer IP31 NZM4 B800 H450-DF | EDB | xEnergy Main | 175.4 | 1
| XTSZDMV3/PI/2XNZM1/0802-DF | Y7-192783 | 192783 | Doppeltuer IP31 PI NZM1 B800 H200-DF | EDB | xEnergy Main | 150.5 | 1
| XTSZDMV3/PI/2XNZM2-0802-DF | Y7-192785 | 192785 | Doppeltuer IP31 PI NZM2 B800 H200-DF | EDB | xEnergy Main | 150.3 | 1
| XTSZDMV3/PI/NZM2-0602-DF | Y7-192787 | 192787 | Modultuer IP31 PI NZM2 B600 H200-DF | EDB | xEnergy Main | 90.8 | 1
| XTSZDMV3/QSA250/06035-DF | Y7-192963 | 192963 | Door IP31 QSA250 SINGLE W600 H350 | EDB | xEnergy Main | 118.1 | 1
| XTSZDMV3/QSA400/06045-DF | Y7-192965 | 192965 | Door IP31 QSA400 SINGLE W600 H450 | EDB | xEnergy Main | 132.2 | 1
| XTSZDMV3/QSA800/0605-DF | Y7-192967 | 192967 | Door IP31 QSA800 SINGLE W600 H500 | EDB | xEnergy Main | 138.9 | 1
| XTSZDMV4/2XNZM1/0602-DF | Y7-192793 | 192793 | Doppeltuer IP42 NZM1 B600 H200 -DF | EDB | xEnergy Main | 201.2 | 1
| XTSZDPA2 | Y7-172690 | 172690 | Grid / metal braiding IP4X for door, 2 columns, grey | EDB | xEnergy Main | 82.2 | 1
| XTSZDPA3 | Y7-172691 | 172691 | Grid / metal braiding IP4X for door, 3 columns, grey | EDB | xEnergy Main | 100.4 | 1
| XTSZDPA4 | Y7-172692 | 172692 | Grid / metal braiding IP4X for door, 4 columns, grey | EDB | xEnergy Main | 106.3 | 1
| XTSZDPA5 | Y7-172693 | 172693 | Grid / metal braiding IP4X for door, 5 columns, grey | EDB | xEnergy Main | 124.9 | 1
| XTSZDSKC-H1625W592 | Y7-174035 | 174035 | Section wide door, closed, HxW=1625x592mm | EDB | xEnergy Main | 443.7 | 1
| XTSZDSKC-H1625W795 | Y7-177274 | 177274 | Section wide door, closed, HxW=1625x795mm, IP55, grey | EDB | xEnergy Main | 515 | 1
| XTSZDSKC-H1625W995 | Y7-177279 | 177279 | Section wide door, closed, HxW=1625x995mm, IP55, grey | EDB | xEnergy Main | 588 | 1
| XTSZDSKV3L-H1625W592 | Y7-174036 | 174036 | Section wide door, ventilated, left, HxW=1625x592mm, IP31 | EDB | xEnergy Main | 459.6 | 1
| XTSZDSKV3L-H1625W795 | Y7-177275 | 177275 | Section wide door, ventilated, left, HxW=1625x795mm, IP31, grey | EDB | xEnergy Main | 543 | 1
| XTSZDSKV3L-H1625W995 | Y7-177280 | 177280 | Section wide door, ventilated, left, HxW=1625x995mm, IP31, grey | EDB | xEnergy Main | 625 | 1
| XTSZDSKV3R-H1625W592 | Y7-174037 | 174037 | Section wide door, ventilated, right, HxW=1625x592mm, IP31 | EDB | xEnergy Main | 458.8 | 1
| XTSZDSKV3R-H1625W795 | Y7-177276 | 177276 | Section wide door, ventilated, right, HxW=1625x795mm, IP31, grey | EDB | xEnergy Main | 543 | 1
| XTSZDSKV3R-H1625W995 | Y7-177281 | 177281 | Section wide door, ventilated, right, HxW=1625x995mm, IP31, grey | EDB | xEnergy Main | 625 | 1
| XTSZDSKV4L-H1625W592 | Y7-174038 | 174038 | Section wide door, ventilated, left, HxW=1625x592mm, IP42 | EDB | xEnergy Main | 601 | 1
| XTSZDSKV4L-H1625W795 | Y7-177277 | 177277 | Section wide door, ventilated, left, HxW=1625x795mm, IP42, grey | EDB | xEnergy Main | 719 | 1
| XTSZDSKV4L-H1625W995 | Y7-177282 | 177282 | Section wide door, ventilated, left, HxW=1625x995mm, IP42, grey | EDB | xEnergy Main | 898 | 1
| XTSZDSKV4L-H2000W1000 | Y7-172701 | 172701 | Section wide door, ventilated, left, HxW=2000x1000mm, IP42, grey | EDB | xEnergy Main | 967 | 1
| XTSZDSKV4L-H2000W300 | Y7-196087 | 196087 | Section door, ventilated IP42, hinges left, HxW = 2000 x 300mm, grey | EDB | xEnergy Main | 479.3 | 1
| XTSZDSKV4L-H2000W425 | Y7-172497 | 172497 | Section wide door, ventilated, left, HxW=2000x425mm, IP42, grey | EDB | xEnergy Main | 546 | 1
| XTSZDSKV4L-H2000W600 | Y7-172498 | 172498 | Section wide door, ventilated, left, HxW=2000x600mm, IP42, grey | EDB | xEnergy Main | 651 | 1
| XTSZDSKV4L-H2000W800 | Y7-172499 | 172499 | Section wide door, ventilated, left, HxW=2000x800mm, IP42, grey | EDB | xEnergy Main | 778 | 1
| XTSZDSKV4R-H1625W592 | Y7-174039 | 174039 | Section wide door, ventilated, right, HxW=1625x592mm, IP42 | EDB | xEnergy Main | 601 | 1
| XTSZDSKV4R-H1625W795 | Y7-177278 | 177278 | Section wide door, ventilated, right, HxW=1625x795mm, IP42, grey | EDB | xEnergy Main | 719 | 1
| XTSZDSKV4R-H1625W995 | Y7-177283 | 177283 | Section wide door, ventilated, right, HxW=1625x995mm, IP42, grey | EDB | xEnergy Main | 898 | 1
| XTSZDSKV4R-H2000W1000 | Y7-172702 | 172702 | Section wide door, ventilated, right, HxW=2000x1000mm, IP42, grey | EDB | xEnergy Main | 967 | 1
| XTSZDSKV4R-H2000W300 | Y7-196108 | 196108 | Section door, ventilated IP42, hinges right, HxW = 2000 x 300mm, grey | EDB | xEnergy Main | 474 | 1
| XTSZDSKV4R-H2000W425 | Y7-172500 | 172500 | Section wide door, ventilated, right, HxW=2000x425mm, IP42, grey | EDB | xEnergy Main | 546 | 1
| XTSZDSKV4R-H2000W600 | Y7-172501 | 172501 | Section wide door, ventilated, right, HxW=2000x600mm, IP42, grey | EDB | xEnergy Main | 651 | 1
| XTSZDSKV4R-H2000W600-SOND-RAL* | Y7-186393 | 186393 | Section wide door, ventilated, right, HxW=2000x600mm, IP42, special color | EDB | xEnergy Main | 528 | 1
| XTSZDSKV4R-H2000W800 | Y7-172502 | 172502 | Section wide door, ventilated, right, HxW=2000x800mm, IP42, grey | EDB | xEnergy Main | 778 | 1
| XTSZDSKV4S-H2000W1100 | Y7-172503 | 172503 | Section wide door, ventilated, HxW=2000x1100mm, double-winged, IP42, grey | EDB | xEnergy Main | 1179 | 1
| XTSZDSKV4S-H2000W1200 | Y7-172504 | 172504 | Section wide door, ventilated, HxW=2000x1200mm, double-winged, IP42, grey | EDB | xEnergy Main | 1220 | 1
| XTSZDSKV4S-H2000W1200-SOND-RAL* | Y7-186396 | 186396 | Section wide door, ventilated, HxW=2000x1200mm, double-winged, IP42, special color | EDB | xEnergy Main | 991 | 1
| XTSZDSKV4S-H2000W1350 | Y7-172505 | 172505 | Section wide door, ventilated, HxW=2000x1350mm, double-winged, IP42, grey | EDB | xEnergy Main | 1329 | 1
| XTSZDSKW-H1625W592 | Y7-177273 | 177273 | Section wide door, glass window, HxW=1625x592mm, IP55, grey | EDB | xEnergy Main | 530 | 1
| XTSZDSQC-H200W800 | Y7-187347 | 187347 | Section wide door, closed, HxW=200x800mm, IP55 | EDB | xEnergy Main | 155.5 | 1
| XTSZDSQC-H250W1000 | Y7-177284 | 177284 | Section wide door, closed, HxW=250x1000mm, IP55, grey | EDB | xEnergy Main | 182.7 | 1
| XTSZDSQC-H250W1100 | Y7-179357 | 179357 | Section wide door, closed, HxW=250x1200mm, IP55, grey | EDB | xEnergy Main | 324.6 | 1
| XTSZDSQC-H250W1350 | Y7-179358 | 179358 | Section wide door, closed, HxW=250x1350mm, IP55, grey | EDB | xEnergy Main | 331.1 | 1
| XTSZDSQC-H250W425 | Y7-173061 | 173061 | Section wide door, closed, HxW=250x425mm, IP55, grey | EDB | xEnergy Main | 146.7 | 1
| XTSZDSQC-H250W600 | Y7-173062 | 173062 | Section wide door, closed, HxW=250x600mm, IP55, grey | EDB | xEnergy Main | 125.1 | 1
| XTSZDSQC-H250W800 | Y7-173063 | 173063 | Section wide door, closed, HxW=250x800mm, IP55, grey | EDB | xEnergy Main | 139 | 1
| XTSZDSQC-H325W1000 | Y7-172703 | 172703 | Section wide door, closed, HxW=325x1000mm, IP55, grey | EDB | xEnergy Main | 213.7 | 1
| XTSZDSQC-H325W600 | Y7-172704 | 172704 | Section wide door, closed, HxW=325x600mm, IP55, grey | EDB | xEnergy Main | 133.2 | 1
| XTSZDSQC-H325W800 | Y7-172705 | 172705 | Section wide door, closed, HxW=325x800mm, IP55, grey | EDB | xEnergy Main | 197.6 | 1
| XTSZDSQC-H350W1000 | Y7-177162 | 177162 | Section-width door, closed, HxW=350x1000mm, IP55, grey | EDB | xEnergy Main | 236 | 1
| XTSZDSQC-H350W425 | Y7-173064 | 173064 | Section wide door, closed, HxW=350x425mm, IP55, grey | EDB | xEnergy Main | 179.5 | 1
| XTSZDSQC-H350W600 | Y7-173065 | 173065 | Section wide door, closed, HxW=350x600mm, IP55, grey | EDB | xEnergy Main | 193.5 | 1
| XTSZDSQC-H350W800 | Y7-173066 | 173066 | Section wide door, closed, HxW=350x800mm, IP55, grey | EDB | xEnergy Main | 219.1 | 1
| XTSZDSQC-H400W1000 | Y7-178071 | 178071 | Section wide door, closed, HxW=400x1000mm, IP55, grey | EDB | xEnergy Main | 236.3 | 1
| XTSZDSQC-H400W800 | Y7-178070 | 178070 | Section wide door, closed, HxW=400x800mm, IP55, grey | EDB | xEnergy Main | 215.4 | 1
| XTSZDSQC-H450W1000 | Y7-184739 | 184739 | Section wide door, closed, HxW=450x1000mm, IP55, grey | EDB | xEnergy Main | 257.2 | 1
| XTSZDSQC-H450W1100 | Y7-179360 | 179360 | Section wide door, closed, HxW=450x1200mm, IP55 | EDB | xEnergy Main | 404.5 | 1
| XTSZDSQC-H450W1350 | Y7-179361 | 179361 | Section wide door, closed, HxW=450x1350mm, IP55 | EDB | xEnergy Main | 442.6 | 1
| XTSZDSQC-H450W1350-SOND-RAL* | Y7-500020 | 500020 | Closed cover H550x W1350mm Special color | EDB | xEnergy Main | 562 | 1
| XTSZDSQC-H450W425 | Y7-173067 | 173067 | Section wide door, closed, HxW=450x425mm, IP55, grey | EDB | xEnergy Main | 194.8 | 1
| XTSZDSQC-H450W600 | Y7-173068 | 173068 | Section wide door, closed, HxW=450x600mm, IP55, grey | EDB | xEnergy Main | 210.2 | 1
| XTSZDSQC-H450W800 | Y7-173069 | 173069 | Section wide door, closed, HxW=450x800mm, IP55, grey | EDB | xEnergy Main | 194.5 | 1
| XTSZDSQC-H500W800 | Y7-187346 | 187346 | Section wide door, closed, HxW=500x800mm, IP55 | EDB | xEnergy Main | 238.5 | 1
| XTSZDSQC-H550W1000 | Y7-179359 | 179359 | Section wide door, closed, HxW=550x1000mm, IP55, grey | EDB | xEnergy Main | 305.7 | 1
| XTSZDSQC-H550W425 | Y7-173070 | 173070 | Section wide door, closed, HxW=550x425mm, IP55, grey | EDB | xEnergy Main | 207.5 | 1
| XTSZDSQC-H550W600 | Y7-173071 | 173071 | Section wide door, closed, HxW=550x600mm, IP55, grey | EDB | xEnergy Main | 233.6 | 1
| XTSZDSQC-H550W800 | Y7-173072 | 173072 | Section wide door, closed, HxW=550x800mm, IP55, grey | EDB | xEnergy Main | 253.4 | 1
| XTSZDSQC-H700W1000 | Y7-179362 | 179362 | Section wide door, closed, HxW=700x1000mm, IP55, grey | EDB | xEnergy Main | 323.4 | 1
| XTSZDSQC-H700W1100 | Y7-179363 | 179363 | Section wide door, closed, HxW=700x1200mm, IP55, grey | EDB | xEnergy Main | 482.8 | 1
| XTSZDSQC-H700W1350 | Y7-179364 | 179364 | Section wide door, closed, HxW=700x1350mm, IP55, grey | EDB | xEnergy Main | 530 | 1
| XTSZDSQC-H700W425 | Y7-173073 | 173073 | Section wide door, closed, HxW=700x425mm, IP55, grey | EDB | xEnergy Main | 224.8 | 1
| XTSZDSQC-H700W600 | Y7-173074 | 173074 | Section wide door, closed, HxW=700x600mm, IP55, grey | EDB | xEnergy Main | 251.5 | 1
| XTSZDSQC-H700W800 | Y7-173075 | 173075 | Section wide door, closed, HxW=700x800mm, IP55, grey | EDB | xEnergy Main | 282.3 | 1
| XTSZDSQC-H800W1000 | Y7-179365 | 179365 | Section wide door, closed, HxW=800x1000mm, IP55, grey | EDB | xEnergy Main | 349.4 | 1
| XTSZDSQC-H800W425 | Y7-173076 | 173076 | Section wide door, closed, HxW=800x425mm, IP55, grey | EDB | xEnergy Main | 240.5 | 1
| XTSZDSQC-H800W600 | Y7-173077 | 173077 | Section wide door, closed, HxW=800x600mm, IP55, grey | EDB | xEnergy Main | 276.3 | 1
| XTSZDSQC-H800W800 | Y7-173078 | 173078 | Section wide door, closed, HxW=800x800mm, IP55, grey | EDB | xEnergy Main | 307.4 | 1
| XTSZDSQMV3-H325W600 | Y7-192909 | 192909 | BT Chamber Aux Filler MeterDoor W600 | EDB | xEnergy Main | 196.5 | 1
| XTSZDSQMV3-H325W800 | Y7-192910 | 192910 | BT Chamber Aux Filler MeterDoor W800 | EDB | xEnergy Main | 139 | 1
| XTSZDSQV3-H325W1000 | Y7-172706 | 172706 | Section wide door, ventilated, HxW=325x1000mm, IP31, grey | EDB | xEnergy Main | 212.7 | 1
| XTSZDSQV3-H325W600 | Y7-172707 | 172707 | Section wide door, ventilated, HxW=325x600mm, IP31, grey | EDB | xEnergy Main | 172 | 1
| XTSZDSQV3-H325W800 | Y7-172708 | 172708 | Section wide door, ventilated, HxW=325x800mm, IP31, grey | EDB | xEnergy Main | 194.9 | 1
| XTSZDSQV3-H350W1000 | Y7-177161 | 177161 | Section wide door, ventilated, HxW=350x1000mm, IP31, grey | EDB | xEnergy Main | 240.5 | 1
| XTSZDSQV3-H350W425 | Y7-177158 | 177158 | Section wide door, ventilated, HxW=350x425mm, IP31, grey | EDB | xEnergy Main | 157.3 | 1
| XTSZDSQV3-H350W600 | Y7-177159 | 177159 | Section wide door, ventilated, HxW=350x600mm, IP31, grey | EDB | xEnergy Main | 183.1 | 1
| XTSZDSQV3-H350W800 | Y7-177160 | 177160 | Section wide door, ventilated, HxW=350x800mm, IP31, grey | EDB | xEnergy Main | 215.3 | 1
| XTSZDSQV3-H700W1100 | Y7-179368 | 179368 | Section wide door, ventilated, HxW=700x1200mm, IP31, grey | EDB | xEnergy Main | 514 | 1
| XTSZDSQV3-H700W1350 | Y7-179369 | 179369 | Section wide door, ventilated, HxW=700x1350mm, IP31, grey | EDB | xEnergy Main | 575 | 1
| XTSZDSQV3L-H700W1000 | Y7-179366 | 179366 | Section wide door, ventilated, left, HxW=700x1000mm, IP31, grey | EDB | xEnergy Main | 355.4 | 1
| XTSZDSQV3L-H700W425 | Y7-173079 | 173079 | Section wide door, ventilated, left, HxW=700x425mm, IP31, grey | EDB | xEnergy Main | 229.7 | 1
| XTSZDSQV3L-H700W600 | Y7-173080 | 173080 | Section wide door, ventilated, left, HxW=700x600mm, IP31, grey | EDB | xEnergy Main | 265.2 | 1
| XTSZDSQV3L-H700W800 | Y7-173081 | 173081 | Section wide door, ventilated, left, HxW=700x800mm, IP31, grey | EDB | xEnergy Main | 306.3 | 1
| XTSZDSQV3R-H700W1000 | Y7-179367 | 179367 | Section wide door, ventilated, right, HxW=700x1000mm, IP31, grey | EDB | xEnergy Main | 355.4 | 1
| XTSZDSQV3R-H700W425 | Y7-173082 | 173082 | Section wide door, ventilated, right, HxW=700x425mm, IP31, grey | EDB | xEnergy Main | 229.7 | 1
| XTSZDSQV3R-H700W600 | Y7-173083 | 173083 | Section wide door, ventilated, right, HxW=700x600mm, IP31, grey | EDB | xEnergy Main | 265.2 | 1
| XTSZDSQV3R-H700W800 | Y7-173084 | 173084 | Section wide door, ventilated, right, HxW=700x800mm, IP31, grey | EDB | xEnergy Main | 306.3 | 1
| XTSZDSQV4-H700W1100 | Y7-179372 | 179372 | Section wide door, ventilated, right, HxW=700x1200mm, IP42, grey | EDB | xEnergy Main | 784 | 1
| XTSZDSQV4-H700W1350 | Y7-179373 | 179373 | Section wide door, ventilated, right, HxW=700x1350mm, IP42, grey | EDB | xEnergy Main | 885 | 1
| XTSZDSQV4L-H350W1000 | Y7-177166 | 177166 | Section wide door, ventilated, left, HxW=350x1000mm, IP42, grey | EDB | xEnergy Main | 439.5 | 1
| XTSZDSQV4L-H350W425 | Y7-177163 | 177163 | Section wide door, ventilated, left, HxW=350x425mm, IP42, grey | EDB | xEnergy Main | 242.1 | 1
| XTSZDSQV4L-H350W600 | Y7-177164 | 177164 | Section wide door, ventilated, left, HxW=350x600mm, IP42, grey | EDB | xEnergy Main | 278.6 | 1
| XTSZDSQV4L-H350W800 | Y7-177165 | 177165 | Section wide door, ventilated, left, HxW=350x800mm, IP42, grey | EDB | xEnergy Main | 349.4 | 1
| XTSZDSQV4L-H700W1000 | Y7-179370 | 179370 | Section wide door, ventilated, left, HxW=700x1000mm, IP42, grey | EDB | xEnergy Main | 625 | 1
| XTSZDSQV4L-H700W425 | Y7-173085 | 173085 | Section wide door, ventilated, left, HxW=700x425mm, IP42, grey | EDB | xEnergy Main | 339.6 | 1
| XTSZDSQV4L-H700W600 | Y7-173086 | 173086 | Section wide door, ventilated, left, HxW=700x600mm, IP42, grey | EDB | xEnergy Main | 400.2 | 1
| XTSZDSQV4L-H700W800 | Y7-173087 | 173087 | Section wide door, ventilated, left, HxW=700x800mm, IP42, grey | EDB | xEnergy Main | 485 | 1
| XTSZDSQV4R-H350W1000 | Y7-177170 | 177170 | Section wide door, ventilated, right, HxW=350x1000mm, IP42, grey | EDB | xEnergy Main | 433.9 | 1
| XTSZDSQV4R-H350W425 | Y7-177167 | 177167 | Section wide door, ventilated, right, HxW=350x425mm, IP42, grey | EDB | xEnergy Main | 242.1 | 1
| XTSZDSQV4R-H350W600 | Y7-177168 | 177168 | Section wide door, ventilated, right, HxW=350x600mm, IP42, grey | EDB | xEnergy Main | 278.5 | 1
| XTSZDSQV4R-H350W800 | Y7-177169 | 177169 | Section wide door, ventilated, right, HxW=350x800mm, IP42, grey | EDB | xEnergy Main | 344.6 | 1
| XTSZDSQV4R-H700W1000 | Y7-179371 | 179371 | Section wide door, ventilated, right, HxW=700x1000mm, IP42, grey | EDB | xEnergy Main | 621 | 1
| XTSZDSQV4R-H700W425 | Y7-173088 | 173088 | Section wide door, ventilated, right, HxW=700x425mm, IP42, grey | EDB | xEnergy Main | 339.6 | 1
| XTSZDSQV4R-H700W600 | Y7-173089 | 173089 | Section wide door, ventilated, right, HxW=700x600mm, IP42, grey | EDB | xEnergy Main | 400.2 | 1
| XTSZDSQV4R-H700W800 | Y7-173090 | 173090 | Section wide door, ventilated, right, HxW=700x800mm, IP42, grey | EDB | xEnergy Main | 481.7 | 1
| XTSZFBA-W1000 | Y7-172506 | 172506 | Top frame with design strip, W=1000mm, grey | EDB | xEnergy Main | 413.2 | 1
| XTSZFBA-W1000H200 | Y7-179382 | 179382 | Expansion box, HxW=300x1000mm | EDB | xEnergy Main | 653 | 1
| XTSZFBA-W1000H200-SOND-RAL* | Y7-500021 | 500021 | Expansion box, H300W1000mm, special RAL | EDB | xEnergy Main | 829 | 1
| XTSZFBA-W1100 | Y7-172507 | 172507 | Top frame with design strip, W=1100mm, grey | EDB | xEnergy Main | 439.1 | 1
| XTSZFBA-W1100H200 | Y7-179383 | 179383 | Expansion box, HxW=300x1200mm | EDB | xEnergy Main | 692 | 1
| XTSZFBA-W1100H200-SOND-RAL* | Y7-500025 | 500025 | Expansion box, H300W1100mm, special RAL | EDB | xEnergy Main | 878 | 1
| XTSZFBA-W1200 | Y7-172508 | 172508 | Top frame with design strip, W=1200mm, grey | EDB | xEnergy Main | 443.6 | 1
| XTSZFBA-W1200H200 | Y7-187707 | 187707 | Roof frame for 6300A, with design strip, W=1200mm | EDB | xEnergy Main | 703 | 1
| XTSZFBA-W1350 | Y7-172509 | 172509 | Top frame with design strip, W=1350mm, grey | EDB | xEnergy Main | 454.1 | 1
| XTSZFBA-W1350H200 | Y7-179384 | 179384 | Expansion box, HxW=300x1350mm | EDB | xEnergy Main | 756 | 1
| XTSZFBA-W1350H200-SOND-RAL* | Y7-500022 | 500022 | Expansion box, H300W1350mm, special RAL | EDB | xEnergy Main | 959 | 1
| XTSZFBA-W300H200 | Y7-179378 | 179378 | Expansion box, HxW=300x300mm | EDB | xEnergy Main | 429.4 | 1
| XTSZFBA-W425 | Y7-172510 | 172510 | Top frame with design strip, W=425mm, grey | EDB | xEnergy Main | 332 | 1
| XTSZFBA-W425H200 | Y7-179379 | 179379 | Expansion box, HxW=300x425mm | EDB | xEnergy Main | 525 | 1
| XTSZFBA-W425H200-SOND-RAL* | Y7-500023 | 500023 | Expansion box, H300W425mm, special RAL | EDB | xEnergy Main | 667 | 1
| XTSZFBA-W600 | Y7-172511 | 172511 | Top frame with design strip, W=600mm, grey | EDB | xEnergy Main | 344.8 | 1
| XTSZFBA-W600H200 | Y7-179380 | 179380 | Expansion box, HxW=300x600mm | EDB | xEnergy Main | 552 | 1
| XTSZFBA-W600H200-SOND-RAL* | Y7-500024 | 500024 | Expansion box, H300W600mm, special RAL | EDB | xEnergy Main | 702 | 1
| XTSZFBA-W800 | Y7-172512 | 172512 | Top frame with design strip, W=800mm, grey | EDB | xEnergy Main | 372.2 | 1
| XTSZFBA-W800H200 | Y7-179381 | 179381 | Expansion box, HxW=300x800mm | EDB | xEnergy Main | 603 | 1
| XTSZFBA-W800H200-SOND-RAL* | Y7-500026 | 500026 | Expansion box, H300W800mm, special RAL | EDB | xEnergy Main | 765 | 1
| XTSZFBS-W1000 | Y7-172513 | 172513 | Base frame, floor frame, W=1000mm, grey | EDB | xEnergy Main | 211.8 | 1
| XTSZFBS-W1100 | Y7-172514 | 172514 | Base frame, floor frame, W=1100mm, grey | EDB | xEnergy Main | 225.6 | 1
| XTSZFBS-W1200 | Y7-172515 | 172515 | Base frame, floor frame, W=1200mm, grey | EDB | xEnergy Main | 227.9 | 1
| XTSZFBS-W1350 | Y7-172516 | 172516 | Base frame, floor frame, W=1350mm, grey | EDB | xEnergy Main | 319 | 1
| XTSZFBS-W425 | Y7-172517 | 172517 | Base frame, floor frame, W=425mm, grey | EDB | xEnergy Main | 164.7 | 1
| XTSZFBS-W600 | Y7-172518 | 172518 | Base frame, floor frame, W=600mm, grey | EDB | xEnergy Main | 176.1 | 1
| XTSZFBS-W800 | Y7-172519 | 172519 | Base frame, floor frame, W=800mm, grey | EDB | xEnergy Main | 188.3 | 1
| XTSZFFPC-W1000 | Y7-182503 | 182503 | Front plate (section high), closed, W=1000mm, grey | EDB | xEnergy Main | 430.5 | 1
| XTSZFFPC-W1100 | Y7-182504 | 182504 | Front plate (section high), closed, W=1100mm, grey | EDB | xEnergy Main | 464.1 | 1
| XTSZFFPC-W1200 | Y7-182505 | 182505 | Front plate (section high), closed, W=1200mm, grey | EDB | xEnergy Main | 497.6 | 1
| XTSZFFPC-W1350 | Y7-182506 | 182506 | Front plate (section high), closed, W=1350mm, grey | EDB | xEnergy Main | 482.6 | 1
| XTSZFFPC-W425 | Y7-182507 | 182507 | Front plate (section high), closed, W=425mm, grey | EDB | xEnergy Main | 231 | 1
| XTSZFFPC-W600 | Y7-182508 | 182508 | Front plate (section high), closed, W=600mm, grey | EDB | xEnergy Main | 288.4 | 1
| XTSZFFPC-W800 | Y7-182509 | 182509 | Front plate (section high), closed, W=800mm, grey | EDB | xEnergy Main | 361.8 | 1
| XTSZFFPV31-W1000 | Y7-182510 | 182510 | Front plate (section high), ventilated, W=1000mm, IP31, grey | EDB | xEnergy Main | 473.1 | 1
| XTSZFFPV31-W1100 | Y7-182511 | 182511 | Front plate (section high), ventilated, W=1100mm, IP31, grey | EDB | xEnergy Main | 515 | 1
| XTSZFFPV31-W1200 | Y7-182512 | 182512 | Front plate (section high), ventilated, W=1200mm, IP31, grey | EDB | xEnergy Main | 554 | 1
| XTSZFFPV31-W1350 | Y7-182513 | 182513 | Front plate (section high), ventilated, W=1350mm, IP31, grey | EDB | xEnergy Main | 514 | 1
| XTSZFFPV31-W425 | Y7-182514 | 182514 | Front plate (section high), ventilated, W=425mm, IP31, grey | EDB | xEnergy Main | 240.3 | 1
| XTSZFFPV31-W600 | Y7-182515 | 182515 | Front plate (section high), ventilated, W=600mm, IP31, grey | EDB | xEnergy Main | 308.6 | 1
| XTSZFFPV31-W800 | Y7-182516 | 182516 | Front plate (section high), ventilated, W=800mm, IP31, grey | EDB | xEnergy Main | 390.9 | 1
| XTSZFFPV42-W1000 | Y7-182517 | 182517 | Front plate (section high), ventilated, W=1000mm, IP42, grey | EDB | xEnergy Main | 906 | 1
| XTSZFFPV42-W1100 | Y7-182518 | 182518 | Front plate (section high), ventilated, W=1100mm, IP42, grey | EDB | xEnergy Main | 1026 | 1
| XTSZFFPV42-W1200 | Y7-182519 | 182519 | Front plate (section high), ventilated, W=1200mm, IP42, grey | EDB | xEnergy Main | 1060 | 1
| XTSZFFPV42-W1350 | Y7-182520 | 182520 | Front plate (section high), ventilated, W=1350mm, IP42, grey | EDB | xEnergy Main | 1128 | 1
| XTSZFFPV42-W425 | Y7-182521 | 182521 | Front plate (section high), ventilated, W=425mm, IP42, grey | EDB | xEnergy Main | 417.1 | 1
| XTSZFFPV42-W600 | Y7-182522 | 182522 | Front plate (section high), ventilated, W=600mm, IP42, grey | EDB | xEnergy Main | 575 | 1
| XTSZFFPV42-W800 | Y7-182523 | 182523 | Front plate (section high), ventilated, W=800mm, IP42, grey | EDB | xEnergy Main | 709 | 1
| XTSZPTA | Y7-185116 | 185116 | Set Lichtbogensch. BXT W200 D800 | EDB | xEnergy Main | 278.3 | 1
| XTSZPTAC-W1000 | Y7-173091 | 173091 | Top plate for OpenFrame, closed, W=1000mm, grey | EDB | xEnergy Main | 109.8 | 1
| XTSZPTAC-W1100 | Y7-172710 | 172710 | Top plate for OpenFrame, closed, W=1100mm, grey | EDB | xEnergy Main | 143.3 | 1
| XTSZPTAC-W1200 | Y7-173092 | 173092 | Top plate for OpenFrame, closed, W=1200mm, grey | EDB | xEnergy Main | 136.1 | 1
| XTSZPTAC-W1350 | Y7-172711 | 172711 | Top plate for OpenFrame, closed, W=1350mm, grey | EDB | xEnergy Main | 146.9 | 1
| XTSZPTAC-W425 | Y7-172712 | 172712 | Top plate for OpenFrame, closed, W=425mm, grey | EDB | xEnergy Main | 44.42 | 1
| XTSZPTAC-W600 | Y7-172713 | 172713 | Top plate for OpenFrame, closed, W=600mm, grey | EDB | xEnergy Main | 62.6 | 1
| XTSZPTAC-W800 | Y7-173093 | 173093 | Top plate for OpenFrame, closed, W=800mm, grey | EDB | xEnergy Main | 86.9 | 1
| XTSZPTAF-W1100 | Y7-179374 | 179374 | Top plate for OpenFrame, fan, W=1200mm, grey | EDB | xEnergy Main | 141.5 | 1
| XTSZPTAF-W1350 | Y7-179375 | 179375 | Top plate for OpenFrame, fan, W=1350mm, grey | EDB | xEnergy Main | 160.4 | 1
| XTSZPTA-SOND-RAL* | Y7-186647 | 186647 | Set for passive arc protection, busbar top, W=200 mm, D=800 mm, special color | EDB | xEnergy Main | 194.5 | 1
| XTSZPTAV43-W1000 | Y7-302644 | 302644 | Ventilated roof IP43 for BXT, W1000 | EDB | xEnergy Main | 924 | 1
| XTSZPTAV43-W1100 | Y7-302646 | 302646 | Ventilated roof IP43 for BXT, W1100 | EDB | xEnergy Main | 1024 | 1
| XTSZPTAV43-W1200 | Y7-302647 | 302647 | Ventilated roof IP43 for BXT, W1200 | EDB | xEnergy Main | 1603 | 1
| XTSZPTAV43-W1350 | Y7-302648 | 302648 | Ventilated roof IP43 for BXT, W1350 | EDB | xEnergy Main | 1795 | 1
| XTSZPTAV43-W425 | Y7-302641 | 302641 | Ventilated roof IP43 for BXT, W425 | EDB | xEnergy Main | 650 | 1
| XTSZPTAV43-W600 | Y7-302642 | 302642 | Ventilated roof IP43 for BXT, W600 | EDB | xEnergy Main | 900 | 1
| XTSZPTAV43-W800 | Y7-302643 | 302643 | Ventilated roof IP43 for BXT, W800 | EDB | xEnergy Main | 1099 | 1
| XTSZPTAV4-W1000 | Y7-182524 | 182524 | Top plate, ventilated, W=1000mm, IP42, grey | EDB | xEnergy Main | 493.4 | 1
| XTSZPTAV4-W1100 | Y7-182525 | 182525 | Top plate, ventilated, W=1100mm, IP42, grey | EDB | xEnergy Main | 520 | 1
| XTSZPTAV4-W1200 | Y7-182526 | 182526 | Top plate, ventilated, W=1200mm, IP42, grey | EDB | xEnergy Main | 594 | 1
| XTSZPTAV4-W1350 | Y7-182527 | 182527 | Top plate, ventilated, W=1350mm, IP42, grey | EDB | xEnergy Main | 629 | 1
| XTSZPTAV4-W425 | Y7-182528 | 182528 | Top plate, ventilated, W=425mm, IP42, grey | EDB | xEnergy Main | 275.4 | 1
| XTSZPTAV4-W600 | Y7-182529 | 182529 | Top plate, ventilated, W=600mm, IP42, grey | EDB | xEnergy Main | 363.7 | 1
| XTSZPTAV4-W800 | Y7-182530 | 182530 | Top plate, ventilated, W=800mm, IP42, grey | EDB | xEnergy Main | 412 | 1
| XTSZPTAV-W1000 | Y7-172714 | 172714 | Top plate for OpenFrame, ventilated, W=1000mm, IP31, grey | EDB | xEnergy Main | 347.3 | 1
| XTSZPTAV-W1100 | Y7-172715 | 172715 | Top plate for OpenFrame, ventilated, W=1100mm, IP31, grey | EDB | xEnergy Main | 380 | 1
| XTSZPTAV-W1200 | Y7-172716 | 172716 | Top plate for OpenFrame, ventilated, W=1200mm, IP31, grey | EDB | xEnergy Main | 405.2 | 1
| XTSZPTAV-W1350 | Y7-172717 | 172717 | Top plate for OpenFrame, ventilated, W=1350mm, IP31, grey | EDB | xEnergy Main | 427.8 | 1
| XTSZPTAV-W425 | Y7-172718 | 172718 | Top plate for OpenFrame, ventilated, W=425mm, IP31, grey | EDB | xEnergy Main | 201.4 | 1
| XTSZPTAV-W600 | Y7-172719 | 172719 | Top plate for OpenFrame, ventilated, W=600mm, IP31, grey | EDB | xEnergy Main | 183.5 | 1
| XTSZPTAV-W800 | Y7-172720 | 172720 | Top plate for OpenFrame, ventilated, W=800mm, IP31, grey | EDB | xEnergy Main | 254.6 | 1
| XTSZPTCC | Y7-172728 | 172728 | Connection top plate, closed, grey | EDB | xEnergy Main | 73.8 | 1
| XTSZPTCV | Y7-172729 | 172729 | Connection top plate, ventilated, grey | EDB | xEnergy Main | 163.5 | 1
| XTSZPTCV4 | Y7-182531 | 182531 | Connection top plate, ventilated, IP42, grey | EDB | xEnergy Main | 339.9 | 1
| XTSZPTCV43 | Y7-302649 | 302649 | Roof IP43, BXT for connection area | EDB | xEnergy Main | 693 | 1
| XTSZPTEC | Y7-180768 | 180768 | OpenFrame top end plate, closed, grey | EDB | xEnergy Main | 101.5 | 1
| XTSZPTTV43 | Y7-302650 | 302650 | Roof IP43, BXT for Transition section | EDB | xEnergy Main | 997 | 1
| XTSZRC-W300 | Y7-174079 | 174079 | Rearwall, closed, HxW=2000x300mm, grey | EDB | xEnergy Main | 133.8 | 1
| XTSZRPA1 | Y7-174080 | 174080 | Grid / metal braiding IP4X for rear walls, 1 column, grey | EDB | xEnergy Main | 131.4 | 1
| XTSZRPA2 | Y7-172694 | 172694 | Grid / metal braiding IP4X for rear walls, 2 columns, grey | EDB | xEnergy Main | 124.9 | 1
| XTSZRPA3 | Y7-172695 | 172695 | Grid / metal braiding IP4X for rear walls, 3 columns, grey | EDB | xEnergy Main | 155.6 | 1
| XTSZRPA4 | Y7-172696 | 172696 | Grid / metal braiding IP4X for rear walls, 4 columns, grey | EDB | xEnergy Main | 177 | 1
| XTSZRPA5 | Y7-172697 | 172697 | Grid / metal braiding IP4X for rear walls, 5 columns, grey | EDB | xEnergy Main | 218.7 | 1
| XTSZRV3-W300 | Y7-174082 | 174082 | Rearwall, ventilated, HxW=2000x300mm, IP31, grey | EDB | xEnergy Main | 143.3 | 1
| XTSZRV4-W1000 | Y7-172520 | 172520 | Rearwall, ventilated, HxW=2000x1000mm, IP42, grey | EDB | xEnergy Main | 854 | 1
| XTSZRV4-W1100 | Y7-172521 | 172521 | Rearwall, ventilated, HxW=2000x1100mm, IP42, grey | EDB | xEnergy Main | 960 | 1
| XTSZRV4-W1200 | Y7-172522 | 172522 | Rearwall, ventilated, HxW=2000x1200mm, IP42, grey | EDB | xEnergy Main | 1008 | 1
| XTSZRV4-W1350 | Y7-172523 | 172523 | Rearwall, ventilated, HxW=2000x1350mm, IP42, grey | EDB | xEnergy Main | 1219 | 1
| XTSZRV4-W300 | Y7-174083 | 174083 | Rearwall, ventilated, HxW=2000x300mm, IP42, grey | EDB | xEnergy Main | 334.9 | 1
| XTSZRV4-W425 | Y7-172524 | 172524 | Rearwall, ventilated, HxW=2000x425mm, IP42, grey | EDB | xEnergy Main | 362.8 | 1
| XTSZRV4-W600 | Y7-172525 | 172525 | Rearwall, ventilated, HxW=2000x600mm, IP42, grey | EDB | xEnergy Main | 513 | 1
| XTSZRV4-W800 | Y7-172526 | 172526 | Rearwall, ventilated, HxW=2000x800mm, IP42, grey | EDB | xEnergy Main | 634 | 1
| XTSZSA | Y7-172527 | 172527 | Sidewall, W=800mm, with top corner piece, grey | EDB | xEnergy Main | 232.4 | 1
| XTSZSA2 | Y7-173094 | 173094 | Sidewall (Standard), corner piece, grey | EDB | xEnergy Main | 96.2 | 1
| XTSZSA3 | Y7-179376 | 179376 | Side, double rails, grey | EDB | xEnergy Main | 149.1 | 1
| XTSZSA4 | Y7-179377 | 179377 | Side, double rail transition, grey | EDB | xEnergy Main | 217.9 | 1
| XTSZSV3-H75W600 | Y7-192915 | 192915 | BT Ventil Filler IP31 H75 W600 | EDB | xEnergy Main | 58.6 | 1
| XTSZSV3-H75W800 | Y7-192916 | 192916 | BT Ventil Filler IP31 H75 W800 | EDB | xEnergy Main | 70.1 | 1
| XTUWOCC40X10 | Y7-173323 | 173323 | Connection Kit for XW, up to 40x10 | EDB | xEnergy Main | 139.8 | 1
| XVTL-19/GRL-6 | Y7-171486 | 171486 | Slotted angles for 19-inch configuration | EDB | xEnergy Light | 128.5 | 1
| XVTL-19/GRL-8 | Y7-171487 | 171487 | Slotted angles for 19-inch configuration | EDB | xEnergy Light | 158.2 | 1
| XVTL-AB-10 | Y7-115245 | 115245 | Anchoring bracket, for W=1000mm | EDB | xEnergy Light | 30.08 | 1
| XVTL-AB-11 | Y7-143228 | 143228 | Anchoring bracket, for W=1100mm | EDB | xEnergy Light | 25.96 | 1
| XVTL-AB-12 | Y7-115246 | 115246 | Anchoring bracket, for W=1200mm | EDB | xEnergy Light | 37.69 | 1
| XVTL-AB-135 | Y7-143229 | 143229 | Anchoring bracket, for W=1350mm | EDB | xEnergy Light | 32.34 | 1
| XVTL-AB-4 | Y7-115242 | 115242 | Anchoring bracket, for W=400mm | EDB | xEnergy Light | 23.36 | 1
| XVTL-AB-6 | Y7-115243 | 115243 | Anchoring bracket, for W=600mm | EDB | xEnergy Light | 19.69 | 1
| XVTL-AB-65 | Y7-174325 | 174325 | Cable anchoring rail, for W=650mm | EDB | xEnergy Light | 20.63 | 1
| XVTL-AB-8 | Y7-115244 | 115244 | Anchoring bracket, for W=880mm | EDB | xEnergy Light | 25.52 | 1
| XVTL-AB-85 | Y7-143230 | 143230 | Anchoring bracket, for W=850mm | EDB | xEnergy Light | 22.36 | 1
| XVTL-AW | Y7-500617 | 500617 | Bracket including fixing material for side connection EP, for W600-1350, 4 pieces | EDB | xEnergy Light | 36.69 | 1
| XVTL-AW425 | Y7-500616 | 500616 | Bracket including fixing material for side connection EP, for W425, 4 pieces | EDB | xEnergy Light | 35.81 | 1
| XVTL-BB/T-100/5/1750 | Y7-179538 | 179538 |  | EDB | xEnergy Light | 526 | 1
| XVTL-BB/T-50/5/1750 | Y7-179536 | 179536 |  | EDB | xEnergy Light | 283.2 | 1
| XVTL-BB/T-80/5/1750 | Y7-179537 | 179537 |  | EDB | xEnergy Light | 431.5 | 1
| XVTL-BF-10/3/16 | Y7-114393 | 114393 | Distribution cabinet, HxWxD=1600x1000x300mm, IP40 | EDB | xEnergy Light | 1680 | 1
| XVTL-BF-10/3/18 | Y7-114407 | 114407 | Distribution cabinet, HxWxD=1800x1000x300mm, IP40 | EDB | xEnergy Light | 1610 | 1
| XVTL-BF-10/3/20 | Y7-114430 | 114430 | Distribution cabinet, HxWxD=2000x1000x300mm, IP40 | EDB | xEnergy Light | 1698 | 1
| XVTL-BF-10/4/16 | Y7-114394 | 114394 | Distribution cabinet, HxWxD=1600x1000x400mm, IP40 | EDB | xEnergy Light | 1678 | 1
| XVTL-BF-10/4/18 | Y7-114408 | 114408 | Distribution cabinet, HxWxD=1800x1000x400mm, IP40 | EDB | xEnergy Light | 1609 | 1
| XVTL-BF-10/4/20 | Y7-114431 | 114431 | Distribution cabinet, HxWxD=2000x1000x400mm, IP40 | EDB | xEnergy Light | 1697 | 1
| XVTL-BF-10/5/18 | Y7-114409 | 114409 | Distribution cabinet, HxWxD=1800x1000x500mm, IP40 | EDB | xEnergy Light | 1673 | 1
| XVTL-BF-10/5/20 | Y7-114432 | 114432 | Distribution cabinet, HxWxD=2000x1000x500mm, IP40 | EDB | xEnergy Light | 1761 | 1
| XVTL-BF-10/6/16 | Y7-114395 | 114395 | Distribution cabinet, HxWxD=1600x1000x600mm, IP40 | EDB | xEnergy Light | 1714 | 1
| XVTL-BF-10/6/18 | Y7-114410 | 114410 | Distribution cabinet, HxWxD=1800x1000x600mm, IP40 | EDB | xEnergy Light | 1647 | 1
| XVTL-BF-10/6/20 | Y7-114433 | 114433 | Distribution cabinet, HxWxD=2000x1000x600mm, IP40 | EDB | xEnergy Light | 1733 | 1
| XVTL-BF-10/8/20 | Y7-114434 | 114434 | Distribution cabinet, HxWxD=2000x1000x800mm, IP40 | EDB | xEnergy Light | 1791 | 1
| XVTL-BF-12/3/16 | Y7-114396 | 114396 | Distribution cabinet, HxWxD=1600x1200x300mm, IP40 | EDB | xEnergy Light | 1852 | 1
| XVTL-BF-12/3/18 | Y7-114411 | 114411 | Distribution cabinet, HxWxD=1800x1200x300mm, IP40 | EDB | xEnergy Light | 1974 | 1
| XVTL-BF-12/3/20 | Y7-114435 | 114435 | Distribution cabinet, HxWxD=2000x1200x300mm, IP40 | EDB | xEnergy Light | 1857 | 1
| XVTL-BF-12/4/16 | Y7-114397 | 114397 | Distribution cabinet, HxWxD=1600x1200x400mm, IP40 | EDB | xEnergy Light | 1819 | 1
| XVTL-BF-12/4/18 | Y7-114412 | 114412 | Distribution cabinet, HxWxD=1800x1200x400mm, IP40 | EDB | xEnergy Light | 1940 | 1
| XVTL-BF-12/4/20 | Y7-114436 | 114436 | Distribution cabinet, HxWxD=2000x1200x400mm, IP40 | EDB | xEnergy Light | 1824 | 1
| XVTL-BF-12/5/18 | Y7-114413 | 114413 | Distribution cabinet, HxWxD=1800x1200x500mm, IP40 | EDB | xEnergy Light | 2036 | 1
| XVTL-BF-12/5/20 | Y7-114437 | 114437 | Distribution cabinet, HxWxD=2000x1200x500mm, IP40 | EDB | xEnergy Light | 1919 | 1
| XVTL-BF-12/6/16 | Y7-114398 | 114398 | Distribution cabinet, HxWxD=1600x1200x600mm, IP40 | EDB | xEnergy Light | 1880 | 1
| XVTL-BF-12/6/18 | Y7-114414 | 114414 | Distribution cabinet, HxWxD=1800x1200x600mm, IP40 | EDB | xEnergy Light | 2002 | 1
| XVTL-BF-12/6/20 | Y7-114438 | 114438 | Distribution cabinet, HxWxD=2000x1200x600mm, IP40 | EDB | xEnergy Light | 1885 | 1
| XVTL-BF-12/8/20 | Y7-114439 | 114439 | Distribution cabinet, HxWxD=2000x1200x800mm, IP40 | EDB | xEnergy Light | 1965 | 1
| XVTL-BF-4/3/16 | Y7-114386 | 114386 | Distribution cabinet, HxWxD=1600x425x300mm, IP40 | EDB | xEnergy Light | 1088 | 1
| XVTL-BF-4/3/20 | Y7-114415 | 114415 | Distribution cabinet, HxWxD=2000x425x300mm, IP40 | EDB | xEnergy Light | 1072 | 1
| XVTL-BF-4/4/20 | Y7-114416 | 114416 | Distribution cabinet, HxWxD=2000x425x400mm, IP40 | EDB | xEnergy Light | 1057 | 1
| XVTL-BF-4/5/20 | Y7-114417 | 114417 | Distribution cabinet, HxWxD=2000x425x500mm, IP40 | EDB | xEnergy Light | 1114 | 1
| XVTL-BF-4/6/20 | Y7-114418 | 114418 | Distribution cabinet, HxWxD=2000x425x600mm, IP40 | EDB | xEnergy Light | 1100 | 1
| XVTL-BF-4/8/20 | Y7-114419 | 114419 | Distribution cabinet, HxWxD=2000x425x800mm, IP40 | EDB | xEnergy Light | 1146 | 1
| XVTL-BF-6/3/14 | Y7-114385 | 114385 | Distribution cabinet, HxWxD=1400x600x300mm, IP40 | EDB | xEnergy Light | 1234 | 1
| XVTL-BF-6/3/16 | Y7-114387 | 114387 | Distribution cabinet, HxWxD=1600x600x300mm, IP40 | EDB | xEnergy Light | 1194 | 1
| XVTL-BF-6/3/18 | Y7-114399 | 114399 | Distribution cabinet, HxWxD=1800x600x300mm, IP40 | EDB | xEnergy Light | 1261 | 1
| XVTL-BF-6/3/20 | Y7-114420 | 114420 | Distribution cabinet, HxWxD=2000x600x300mm, IP40 | EDB | xEnergy Light | 1216 | 1
| XVTL-BF-6/4/16 | Y7-114388 | 114388 | Distribution cabinet, HxWxD=1600x600x400mm, IP40 | EDB | xEnergy Light | 1173 | 1
| XVTL-BF-6/4/18 | Y7-114400 | 114400 | Distribution cabinet, HxWxD=1800x600x400mm, IP40 | EDB | xEnergy Light | 1242 | 1
| XVTL-BF-6/4/20 | Y7-114421 | 114421 | Distribution cabinet, HxWxD=2000x600x400mm, IP40 | EDB | xEnergy Light | 1196 | 1
| XVTL-BF-6/5/18 | Y7-114401 | 114401 | Distribution cabinet, HxWxD=1800x600x500mm, IP40 | EDB | xEnergy Light | 1306 | 1
| XVTL-BF-6/5/20 | Y7-114422 | 114422 | Distribution cabinet, HxWxD=2000x600x500mm, IP40 | EDB | xEnergy Light | 1260 | 1
| XVTL-BF-6/6/16 | Y7-114389 | 114389 | Distribution cabinet, HxWxD=1600x600x600mm, IP40 | EDB | xEnergy Light | 1188 | 1
| XVTL-BF-6/6/18 | Y7-114402 | 114402 | Distribution cabinet, HxWxD=1800x600x600mm, IP40 | EDB | xEnergy Light | 1257 | 1
| XVTL-BF-6/6/20 | Y7-114423 | 114423 | Distribution cabinet, HxWxD=2000x600x600mm, IP40 | EDB | xEnergy Light | 1211 | 1
| XVTL-BF-6/8/20 | Y7-114424 | 114424 | Distribution cabinet, HxWxD=2000x600x800mm, IP40 | EDB | xEnergy Light | 1274 | 1
| XVTL-BF-8/3/16 | Y7-114390 | 114390 | Distribution cabinet, HxWxD=1600x800x300mm, IP40 | EDB | xEnergy Light | 1279 | 1
| XVTL-BF-8/3/18 | Y7-114403 | 114403 | Distribution cabinet, HxWxD=1800x800x300mm, IP40 | EDB | xEnergy Light | 1441 | 1
| XVTL-BF-8/3/20 | Y7-114425 | 114425 | Distribution cabinet, HxWxD=2000x800x300mm, IP40 | EDB | xEnergy Light | 1412 | 1
| XVTL-BF-8/4/16 | Y7-114391 | 114391 | Distribution cabinet, HxWxD=1600x800x400mm, IP40 | EDB | xEnergy Light | 1258 | 1
| XVTL-BF-8/4/18 | Y7-114404 | 114404 | Distribution cabinet, HxWxD=1800x800x400mm, IP40 | EDB | xEnergy Light | 1420 | 1
| XVTL-BF-8/4/20 | Y7-114426 | 114426 | Distribution cabinet, HxWxD=2000x800x400mm, IP40 | EDB | xEnergy Light | 1393 | 1
| XVTL-BF-8/5/18 | Y7-114405 | 114405 | Distribution cabinet, HxWxD=1800x800x500mm, IP40 | EDB | xEnergy Light | 1494 | 1
| XVTL-BF-8/5/20 | Y7-114427 | 114427 | Distribution cabinet, HxWxD=2000x800x500mm, IP40 | EDB | xEnergy Light | 1465 | 1
| XVTL-BF-8/6/16 | Y7-114392 | 114392 | Distribution cabinet, HxWxD=1600x800x600mm, IP40 | EDB | xEnergy Light | 1286 | 1
| XVTL-BF-8/6/18 | Y7-114406 | 114406 | Distribution cabinet, HxWxD=1800x800x600mm, IP40 | EDB | xEnergy Light | 1449 | 1
| XVTL-BF-8/6/20 | Y7-114428 | 114428 | Distribution cabinet, HxWxD=2000x800x600mm, IP40 | EDB | xEnergy Light | 1421 | 1
| XVTL-BF-8/8/20 | Y7-114429 | 114429 | Distribution cabinet, HxWxD=2000x800x800mm, IP40 | EDB | xEnergy Light | 1473 | 1
| XVTL-BP-F-10/12 | Y7-191021 | 191021 | Profi+ XVTL-BP-F mounting frame, HxW = 1200 x 1000 mm | EDB | xEnergy Light | 135.4 | 1
| XVTL-BP-F-10/14 | Y7-187942 | 187942 | Profi+ XVTL-BP-F mounting frame, HxW = 1400 x 1000 mm | EDB | xEnergy Light | 151.9 | 1
| XVTL-BP-F-10/16 | Y7-115190 | 115190 | Mounting frame, Profi+, fixed, for HxW=1600x1000mm | EDB | xEnergy Light | 161.4 | 1
| XVTL-BP-F-10/18 | Y7-115191 | 115191 | Mounting frame, Profi+, fixed, for HxW=1800x1000mm | EDB | xEnergy Light | 170.9 | 1
| XVTL-BP-F-10/20 | Y7-115192 | 115192 | Mounting frame, Profi+, fixed, for HxW=2000x1000mm | EDB | xEnergy Light | 180.3 | 1
| XVTL-BP-F-12/12 | Y7-191022 | 191022 | Profi+ XVTL-BP-F mounting frame, HxW = 1200 x 1200 mm | EDB | xEnergy Light | 144.8 | 1
| XVTL-BP-F-12/14 | Y7-187943 | 187943 | Profi+ XVTL-BP-F mounting frame, HxW = 1400 x 1200 mm | EDB | xEnergy Light | 161.3 | 1
| XVTL-BP-F-12/16 | Y7-115196 | 115196 | Mounting frame, Profi+, fixed, for HxW=1600x1200mm | EDB | xEnergy Light | 170.8 | 1
| XVTL-BP-F-12/18 | Y7-115197 | 115197 | Mounting frame, Profi+, fixed, for HxW=1800x1200mm | EDB | xEnergy Light | 180.3 | 1
| XVTL-BP-F-12/20 | Y7-115198 | 115198 | Mounting frame, Profi+, fixed, for HxW=2000x1200mm | EDB | xEnergy Light | 189.7 | 1
| XVTL-BP-F-14/3 | Y7-173653 | 173653 | Profi+ XVTL-BP-F mounting frame, HxD = 1400 x 300 mm | EDB | xEnergy Light | 83.1 | 1
| XVTL-BP-F-16/3 | Y7-173654 | 173654 | Profi+ XVTL-BP-F mounting frame, HxD = 1600 x 300 mm | EDB | xEnergy Light | 93.4 | 1
| XVTL-BP-F-18/3 | Y7-173655 | 173655 | Profi+ XVTL-BP-F mounting frame, HxD = 1800 x 300 mm | EDB | xEnergy Light | 104.6 | 1
| XVTL-BP-F-20/3 | Y7-173656 | 173656 | Profi+ XVTL-BP-F mounting frame, HxD = 2000 x 300 mm | EDB | xEnergy Light | 116.6 | 1
| XVTL-BP-F-4/12 | Y7-191018 | 191018 | Profi+ XVTL-BP-F mounting frame, HxW = 1200 x 425 mm | EDB | xEnergy Light | 114.6 | 1
| XVTL-BP-F-4/14 | Y7-189864 | 189864 | Left/right Profi+ mounting rails H14 W4 | EDB | xEnergy Light | 131.1 | 1
| XVTL-BP-F-4/16 | Y7-115172 | 115172 | Mounting frame, Profi+, fixed, for HxW=1600x425mm | EDB | xEnergy Light | 140.7 | 1
| XVTL-BP-F-4/18 | Y7-189865 | 189865 | Left/right Profi+ mounting rails H18 W4 | EDB | xEnergy Light | 150.1 | 1
| XVTL-BP-F-4/20 | Y7-115173 | 115173 | Mounting frame, Profi+, fixed, for HxW=2000x425mm | EDB | xEnergy Light | 159.4 | 1
| XVTL-BP-F-6/12 | Y7-191019 | 191019 | Profi+ XVTL-BP-F mounting frame, HxW = 1200 x 600 mm | EDB | xEnergy Light | 119.7 | 1
| XVTL-BP-F-6/14 | Y7-115177 | 115177 | Mounting frame, Profi+, fixed, for HxW=1400x600mm | EDB | xEnergy Light | 136.3 | 1
| XVTL-BP-F-6/16 | Y7-115178 | 115178 | Mounting frame, Profi+, fixed, for HxW=1600x600mm | EDB | xEnergy Light | 145.8 | 1
| XVTL-BP-F-6/18 | Y7-115179 | 115179 | Mounting frame, Profi+, fixed, for HxW=1800x600mm | EDB | xEnergy Light | 155.2 | 1
| XVTL-BP-F-6/20 | Y7-115180 | 115180 | Mounting frame, Profi+, fixed, for HxW=2000x600mm | EDB | xEnergy Light | 164.8 | 1
| XVTL-BP-F-65/14 | Y7-174278 | 174278 | Basic frame W=650mm, H=1400mm | EDB | xEnergy Light | 217.2 | 1
| XVTL-BP-F-65/16 | Y7-174279 | 174279 | Basic frame W=650mm, H=1600mm | EDB | xEnergy Light | 233.2 | 1
| XVTL-BP-F-65/18 | Y7-174280 | 174280 | Basic frame W=650mm, H=1800mm | EDB | xEnergy Light | 236.6 | 1
| XVTL-BP-F-65/20 | Y7-174281 | 174281 | Basic frame W=650mm, H=2000mm | EDB | xEnergy Light | 251.3 | 1
| XVTL-BP-F-8/12 | Y7-191020 | 191020 | Profi+ XVTL-BP-F mounting frame, HxW = 1200 x 800 mm | EDB | xEnergy Light | 127.4 | 1
| XVTL-BP-F-8/14 | Y7-187941 | 187941 | Profi+ mounting pillars H=1400 W800 | EDB | xEnergy Light | 144.1 | 1
| XVTL-BP-F-8/16 | Y7-115184 | 115184 | Mounting frame, Profi+, fixed, for HxW=1600x800mm | EDB | xEnergy Light | 157.2 | 1
| XVTL-BP-F-8/18 | Y7-115185 | 115185 | Mounting frame, Profi+, fixed, for HxW=1800x800mm | EDB | xEnergy Light | 162.9 | 1
| XVTL-BP-F-8/20 | Y7-115186 | 115186 | Mounting frame, Profi+, fixed, for HxW=2000x800mm | EDB | xEnergy Light | 172.5 | 1
| XVTL-BP-F-85/14 | Y7-174282 | 174282 | Basic frame W=850mm, H=1400mm | EDB | xEnergy Light | 228.5 | 1
| XVTL-BP-F-85/16 | Y7-174283 | 174283 | Basic frame W=850mm, H=1600mm | EDB | xEnergy Light | 244.5 | 1
| XVTL-BP-F-85/18 | Y7-174284 | 174284 | Basic frame W=850mm, H=1800mm | EDB | xEnergy Light | 251.2 | 1
| XVTL-BP-F-85/20 | Y7-174285 | 174285 | Basic frame W=850mm, H=2000mm | EDB | xEnergy Light | 262.7 | 1
| XVTL-BP-W-10/12 | Y7-191026 | 191026 | Mounting frame for Profi+ service outgoers, fixed mounted design, HxW=1200x1000mm | EDB | xEnergy Light | 147.9 | 1
| XVTL-BP-W-10/12-185 | Y7-191031 | 191031 | Mounting frame for Profi+ service outgoers, fixed mounted design, door distance of 185 mm, HxW=1200x1000mm | EDB | xEnergy Light | 193.2 | 1
| XVTL-BP-W-10/14 | Y7-187945 | 187945 | Xboard Profi+ fix Adapter Set H1400 W10 | EDB | xEnergy Light | 187.9 | 1
| XVTL-BP-W-10/14-185 | Y7-187948 | 187948 | Xboard Profi+ fix Set H1400 W10 D185 | EDB | xEnergy Light | 242 | 1
| XVTL-BP-W-10/14-TB | Y7-189863 | 189863 | Profi+ cover frame horizontal W1000 H14 | EDB | xEnergy Light | 69.7 | 1
| XVTL-BP-W-10/16 | Y7-115220 | 115220 | Mounting frame for Profi+ service outgoers, fixed mounted design, HxW=1600x1000mm | EDB | xEnergy Light | 196.3 | 1
| XVTL-BP-W-10/16/18-TB | Y7-173673 | 173673 | Horizontal frame panel for Profi+ | EDB | xEnergy Light | 63.4 | 1
| XVTL-BP-W-10/16-185 | Y7-120632 | 120632 | Mounting frame for Profi+ service outgoers, fixed mounted design, door distance of 185 mm, HxW=1600x1000mm | EDB | xEnergy Light | 254.8 | 1
| XVTL-BP-W-10/18 | Y7-115221 | 115221 | Mounting frame for Profi+ service outgoers, fixed mounted design, HxW=1800x1000mm | EDB | xEnergy Light | 207.7 | 1
| XVTL-BP-W-10/18-185 | Y7-120633 | 120633 | Mounting frame for Profi+ service outgoers, fixed mounted design, door distance of 185 mm, HxW=1800x1000mm | EDB | xEnergy Light | 281 | 1
| XVTL-BP-W-10/20 | Y7-115222 | 115222 | Mounting frame for Profi+ service outgoers, fixed mounted design, HxW=2000x1000mm | EDB | xEnergy Light | 172.3 | 1
| XVTL-BP-W-10/20-185 | Y7-120634 | 120634 | Mounting frame for Profi+ service outgoers, fixed mounted design, door distance of 185 mm, HxW=2000x1000mm | EDB | xEnergy Light | 272.4 | 1
| XVTL-BP-W-10/20-TB | Y7-173678 | 173678 | Horizontal frame panel for Profi+ | EDB | xEnergy Light | 45.07 | 1
| XVTL-BP-W-12/12 | Y7-191027 | 191027 | Mounting frame for Profi+ service outgoers, fixed mounted design, HxW=1200x1200mm | EDB | xEnergy Light | 151.8 | 1
| XVTL-BP-W-12/12-185 | Y7-191032 | 191032 | Mounting frame for Profi+ service outgoers, fixed mounted design, door distance of 185 mm, HxW=1200x1200mm | EDB | xEnergy Light | 200.2 | 1
| XVTL-BP-W-12/14 | Y7-187946 | 187946 | Xboard Profi+ fix Adapter Set H1400 W12 | EDB | xEnergy Light | 196.9 | 1
| XVTL-BP-W-12/14-185 | Y7-187949 | 187949 | Xboard Profi+ fix Set H1400 W12 D185 | EDB | xEnergy Light | 254 | 1
| XVTL-BP-W-12/16 | Y7-115226 | 115226 | Mounting frame for Profi+ service outgoers, fixed mounted design, HxW=1600x1200mm | EDB | xEnergy Light | 205.4 | 1
| XVTL-BP-W-12/16-185 | Y7-120635 | 120635 | Mounting frame for Profi+ service outgoers, fixed mounted design, door distance of 185 mm, HxW=1600x1200mm | EDB | xEnergy Light | 266.2 | 1
| XVTL-BP-W-12/18 | Y7-115227 | 115227 | Mounting frame for Profi+ service outgoers, fixed mounted design, HxW=1800x1200mm | EDB | xEnergy Light | 216.8 | 1
| XVTL-BP-W-12/18-185 | Y7-120636 | 120636 | Mounting frame for Profi+ service outgoers, fixed mounted design, door distance of 185 mm, HxW=1800x1200mm | EDB | xEnergy Light | 292.3 | 1
| XVTL-BP-W-12/20 | Y7-115228 | 115228 | Mounting frame for Profi+ service outgoers, fixed mounted design, HxW=2000x1200mm | EDB | xEnergy Light | 189 | 1
| XVTL-BP-W-12/20-185 | Y7-120637 | 120637 | Mounting frame for Profi+ service outgoers, fixed mounted design, door distance of 185 mm, HxW=2000x1200mm | EDB | xEnergy Light | 279.1 | 1
| XVTL-BP-W-2/14-TB | Y7-189859 | 189859 | Profi+ cover frame horizontal W200 H14 | EDB | xEnergy Light | 27.78 | 1
| XVTL-BP-W-2/16/18-TB | Y7-173669 | 173669 | Horizontal frame panel for Profi+ | EDB | xEnergy Light | 29.83 | 1
| XVTL-BP-W-2/20-TB | Y7-173674 | 173674 | Horizontal frame panel for Profi+ | EDB | xEnergy Light | 22.23 | 1
| XVTL-BP-W-4/12 | Y7-191023 | 191023 | Mounting frame for Profi+ service outgoers, fixed mounted design, HxW=1200x425mm | EDB | xEnergy Light | 131.7 | 1
| XVTL-BP-W-4/12-185 | Y7-191028 | 191028 | Mounting frame for Profi+ service outgoers, fixed mounted design, door distance of 185 mm, HxW=1200x425mm | EDB | xEnergy Light | 181.7 | 1
| XVTL-BP-W-4/14 | Y7-189855 | 189855 | Xboard Profi+ fix Adapter Set H1400 W425 | EDB | xEnergy Light | 156.9 | 1
| XVTL-BP-W-4/14-185 | Y7-189857 | 189857 | Xboard Profi+ fix Set H1400 W8 D185 | EDB | xEnergy Light | 203 | 1
| XVTL-BP-W-4/14-TB | Y7-189860 | 189860 | Profi+ cover frame horizontal W400 H14 | EDB | xEnergy Light | 35.82 | 1
| XVTL-BP-W-4/16 | Y7-115202 | 115202 | Mounting frame for Profi+ service outgoers, fixed mounted design, HxW=1600x425mm | EDB | xEnergy Light | 171.9 | 1
| XVTL-BP-W-4/16/18-TB | Y7-173670 | 173670 | Horizontal frame panel for Profi+ | EDB | xEnergy Light | 34.91 | 1
| XVTL-BP-W-4/16-185 | Y7-120623 | 120623 | Mounting frame for Profi+ service outgoers, fixed mounted design, door distance of 185 mm, HxW=1600x425mm | EDB | xEnergy Light | 226.9 | 1
| XVTL-BP-W-4/18 | Y7-189856 | 189856 | Xboard Profi+ fix Adapter Set H1800 W425 | EDB | xEnergy Light | 142.1 | 1
| XVTL-BP-W-4/18-185 | Y7-189858 | 189858 | Xboard Profi+ fix Set H1800 W8 D185 | EDB | xEnergy Light | 233.8 | 1
| XVTL-BP-W-4/20 | Y7-115203 | 115203 | Mounting frame for Profi+ service outgoers, fixed mounted design, HxW=2000x425mm | EDB | xEnergy Light | 139.5 | 1
| XVTL-BP-W-4/20-185 | Y7-120624 | 120624 | Mounting frame for Profi+ service outgoers, fixed mounted design, door distance of 185 mm, HxW=2000x425mm | EDB | xEnergy Light | 267.1 | 1
| XVTL-BP-W-4/20-TB | Y7-173675 | 173675 | Horizontal frame panel for Profi+ | EDB | xEnergy Light | 25 | 1
| XVTL-BP-W-6/12 | Y7-191024 | 191024 | Mounting frame for Profi+ service outgoers, fixed mounted design, HxW=1200x600mm | EDB | xEnergy Light | 126.6 | 1
| XVTL-BP-W-6/12-185 | Y7-191029 | 191029 | Mounting frame for Profi+ service outgoers, fixed mounted design, door distance of 185 mm, HxW=1200x600mm | EDB | xEnergy Light | 180.4 | 1
| XVTL-BP-W-6/14 | Y7-115207 | 115207 | Mounting frame for Profi+ service outgoers, fixed mounted design, HxW=1400x600mm | EDB | xEnergy Light | 172.8 | 1
| XVTL-BP-W-6/14-185 | Y7-120625 | 120625 | Mounting frame for Profi+ service outgoers, fixed mounted design, door distance of 185 mm, HxW=1400x600mm | EDB | xEnergy Light | 218.6 | 1
| XVTL-BP-W-6/14-TB | Y7-189861 | 189861 | Profi+ cover frame horizontal W600 H14 | EDB | xEnergy Light | 54.6 | 1
| XVTL-BP-W-6/16 | Y7-115208 | 115208 | Mounting frame for Profi+ service outgoers, fixed mounted design, HxW=1600x600mm | EDB | xEnergy Light | 122.3 | 1
| XVTL-BP-W-6/16/18-TB | Y7-173671 | 173671 | Horizontal frame panel for Profi+ | EDB | xEnergy Light | 45.65 | 1
| XVTL-BP-W-6/16-185 | Y7-120626 | 120626 | Mounting frame for Profi+ service outgoers, fixed mounted design, door distance of 185 mm, HxW=1600x600mm | EDB | xEnergy Light | 239.1 | 1
| XVTL-BP-W-6/18 | Y7-115209 | 115209 | Mounting frame for Profi+ service outgoers, fixed mounted design, HxW=1800x600mm | EDB | xEnergy Light | 131.9 | 1
| XVTL-BP-W-6/18-185 | Y7-120627 | 120627 | Mounting frame for Profi+ service outgoers, fixed mounted design, door distance of 185 mm, HxW=1800x600mm | EDB | xEnergy Light | 265.2 | 1
| XVTL-BP-W-6/20 | Y7-115210 | 115210 | Mounting frame for Profi+ service outgoers, fixed mounted design, HxW=2000x600mm | EDB | xEnergy Light | 134.3 | 1
| XVTL-BP-W-6/20-185 | Y7-120628 | 120628 | Mounting frame for Profi+ service outgoers, fixed mounted design, door distance of 185 mm, HxW=2000x600mm | EDB | xEnergy Light | 259.6 | 1
| XVTL-BP-W-6/20-TB | Y7-173676 | 173676 | Horizontal frame panel for Profi+ | EDB | xEnergy Light | 27.78 | 1
| XVTL-BP-W-8/12 | Y7-191025 | 191025 | Mounting frame for Profi+ service outgoers, fixed mounted design, HxW=1200x800mm | EDB | xEnergy Light | 132.7 | 1
| XVTL-BP-W-8/12-185 | Y7-191030 | 191030 | Mounting frame for Profi+ service outgoers, fixed mounted design, door distance of 185 mm, HxW=1200x800mm | EDB | xEnergy Light | 187 | 1
| XVTL-BP-W-8/14 | Y7-187944 | 187944 | Xboard Profi+ fix Adapter Set H1400 W800 | EDB | xEnergy Light | 136.1 | 1
| XVTL-BP-W-8/14-185 | Y7-187947 | 187947 | Xboard Profi+ fix Set H1400 W8 D185 | EDB | xEnergy Light | 230 | 1
| XVTL-BP-W-8/14-TB | Y7-189862 | 189862 | Profi+ cover frame horizontal W800 H14 | EDB | xEnergy Light | 59.7 | 1
| XVTL-BP-W-8/16 | Y7-115214 | 115214 | Mounting frame for Profi+ service outgoers, fixed mounted design, HxW=1600x800mm | EDB | xEnergy Light | 188.9 | 1
| XVTL-BP-W-8/16/18-TB | Y7-173672 | 173672 | Horizontal frame panel for Profi+ | EDB | xEnergy Light | 55.9 | 1
| XVTL-BP-W-8/16-185 | Y7-120629 | 120629 | Mounting frame for Profi+ service outgoers, fixed mounted design, door distance of 185 mm, HxW=1600x800mm | EDB | xEnergy Light | 249.8 | 1
| XVTL-BP-W-8/18 | Y7-115215 | 115215 | Mounting frame for Profi+ service outgoers, fixed mounted design, HxW=1800x800mm | EDB | xEnergy Light | 143.6 | 1
| XVTL-BP-W-8/18-185 | Y7-120630 | 120630 | Mounting frame for Profi+ service outgoers, fixed mounted design, door distance of 185 mm, HxW=1800x800mm | EDB | xEnergy Light | 275.9 | 1
| XVTL-BP-W-8/20 | Y7-115216 | 115216 | Mounting frame for Profi+ service outgoers, fixed mounted design, HxW=2000x800mm | EDB | xEnergy Light | 144.1 | 1
| XVTL-BP-W-8/20-185 | Y7-120631 | 120631 | Mounting frame for Profi+ service outgoers, fixed mounted design, door distance of 185 mm, HxW=2000x800mm | EDB | xEnergy Light | 266.2 | 1
| XVTL-BP-W-8/20-TB | Y7-173677 | 173677 | Horizontal frame panel for Profi+ | EDB | xEnergy Light | 30.56 | 1
| XVTL-BRA | Y7-115132 | 115132 | Corner bracket | EDB | xEnergy Light | 25 | 1
| XVTL-BRA/DIN | Y7-116215 | 116215 | Mounting bracket, for DIN rail, (2pc.) | EDB | xEnergy Light | 22.82 | 1
| XVTL-BRA/IC250 | Y7-115133 | 115133 | Mounting bracket, for heavy installations, (2pc.) | EDB | xEnergy Light | 19.45 | 1
| XVTL-BRA/L | Y7-116214 | 116214 | Mounting bracket, for light installations, (2pc.) | EDB | xEnergy Light | 9.63 | 1
| XVTL-BRA/M | Y7-115134 | 115134 | Mounting bracket, for monnting plate, (2pc.) | EDB | xEnergy Light | 12.66 | 1
| XVTL-BRA/VP | Y7-177613 | 177613 | Bracket for vertical profile | EDB | xEnergy Light | 22.23 | 1
| XVTL-BSB | Y7-116890 | 116890 | Busbar support, rear | EDB | xEnergy Light | 229.9 | 1
| XVTL-BSB/M | Y7-116891 | 116891 | Busbar support, middle | EDB | xEnergy Light | 276.7 | 1
| XVTL-CLIPSNUT-M8 | Y7-115250 | 115250 | Clipsnut, M8 | EDB | xEnergy Light | 3.17 | 10
| XVTL-DA-F | Y7-178127 | 178127 | Door Arrest, 90° flat design of the door | EDB | xEnergy Light | 88.9 | 1
| XVTL-EP-11/18 | Y7-300834 | 300834 | Insulating surround, EP, for H x W = 1800 x 1100 mm | EDB | xEnergy Light | 196.1 | 1
| XVTL-EP-11/20 | Y7-143244 | 143244 | Insulating surround, EP, for HxW=2000x1100mm | EDB | xEnergy Light | 151.9 | 1
| XVTL-EP-135/18 | Y7-300838 | 300838 | Insulating surround, EP, for H x W = 1800 x 1350 mm | EDB | xEnergy Light | 203.5 | 1
| XVTL-EP-135/20 | Y7-143245 | 143245 | Insulating surround, EP, for HxW=2000x1350mm | EDB | xEnergy Light | 163 | 1
| XVTL-EP-4/18 | Y7-300818 | 300818 | Insulating surround, EP, for H x W = 1800 x 425 mm | EDB | xEnergy Light | 170.8 | 1
| XVTL-EP-4/20 | Y7-143246 | 143246 | Insulating surround, EP, for HxW=2000x425mm | EDB | xEnergy Light | 139.8 | 1
| XVTL-EP-6/18 | Y7-300819 | 300819 | Insulating surround, EP, for H x W = 1800 x 600 mm | EDB | xEnergy Light | 167.3 | 1
| XVTL-EP-6/20 | Y7-143247 | 143247 | Insulating surround, EP, for HxW=2000x600mm | EDB | xEnergy Light | 128.7 | 1
| XVTL-EP-85/18 | Y7-300829 | 300829 | Insulating surround, EP, for H x W = 1800 x 850 mm | EDB | xEnergy Light | 180.7 | 1
| XVTL-EP-85/20 | Y7-143248 | 143248 | Insulating surround, EP, for HxW=2000x850mm | EDB | xEnergy Light | 140 | 1
| XVTL-EW | Y7-143995 | 143995 | Built-in angle, WxHxD=42x100.75x70mm | EDB | xEnergy Light | 8.24 | 10
| XVTL-EW-L | Y7-156898 | 156898 | Fitting angle | EDB | xEnergy Light | 166.8 | 1
| XVTL-FITUP/BRA | Y7-115136 | 115136 | Mounting aid | EDB | xEnergy Light | 76.1 | 1
| XVTL-FITUP-3 | Y7-116209 | 116209 | Mounting aid, for XVDL-IC, for D=300mm | EDB | xEnergy Light | 36.16 | 1
| XVTL-FITUP-4 | Y7-116210 | 116210 | Mounting aid, for XVDL-IC, for D=400mm | EDB | xEnergy Light | 41.98 | 1
| XVTL-FITUP-5 | Y7-116211 | 116211 | Mounting aid, for XVDL-IC, for D=500mm | EDB | xEnergy Light | 41.81 | 1
| XVTL-FITUP-6 | Y7-116212 | 116212 | Mounting aid, for XVDL-IC, for D=600mm | EDB | xEnergy Light | 55.7 | 1
| XVTL-FITUP-8 | Y7-116213 | 116213 | Mounting aid, for XVDL-IC, for D=800mm | EDB | xEnergy Light | 66.8 | 1
| XVTL-HELP-SET | Y7-171111 | 171111 | XVtl spare part kit | EDB | xEnergy Light | 307.8 | 1
| XVTL-HP/L-3 | Y7-115144 | 115144 | Profile, horizontal, W=300mm | EDB | xEnergy Light | 18.06 | 1
| XVTL-HP/L-4 | Y7-115145 | 115145 | Profile, horizontal, W=400mm | EDB | xEnergy Light | 28.66 | 1
| XVTL-HP/L-5 | Y7-115146 | 115146 | Profile, horizontal, W=500mm | EDB | xEnergy Light | 33.43 | 1
| XVTL-HP/L-6 | Y7-115147 | 115147 | Profile, horizontal, W=600mm | EDB | xEnergy Light | 32.97 | 1
| XVTL-HP/L-8 | Y7-115148 | 115148 | Profile, horizontal, W=800mm | EDB | xEnergy Light | 48.09 | 1
| XVTL-HP-3 | Y7-115137 | 115137 | Profile, horizontal, W=300mm | EDB | xEnergy Light | 25 | 1
| XVTL-HP-4 | Y7-115138 | 115138 | Profile, horizontal, W=400mm | EDB | xEnergy Light | 33.34 | 1
| XVTL-HP-4-MIB | Y7-193088 | 193088 | Horizontal profile section depth 400 | EDB | xEnergy Light | 54.5 | 1
| XVTL-HP-5 | Y7-115139 | 115139 | Profile, horizontal, W=500mm | EDB | xEnergy Light | 36.12 | 1
| XVTL-HP-6 | Y7-115140 | 115140 | Profile, horizontal, W=600mm | EDB | xEnergy Light | 42.59 | 1
| XVTL-HP-6-MIB | Y7-115142 | 115142 | Profile, horizontal, HxWxD=75x25x495mm | EDB | xEnergy Light | 69 | 1
| XVTL-HP-8 | Y7-115141 | 115141 | Profile, horizontal, W=800mm | EDB | xEnergy Light | 73.2 | 1
| XVTL-HP-8-MIB | Y7-115143 | 115143 | Profile, horizontal, HxWxD=75x25x695mm | EDB | xEnergy Light | 84.2 | 1
| XVTL-IC/BRA/SET | Y7-116893 | 116893 | Bracket set for fixing from XVTL-IC | EDB | xEnergy Light | 56.4 | 1
| XVTL-IC/S-10/14 | Y7-189844 | 189844 | Mounting plate, for HxW=1400x1000mm, strong | EDB | xEnergy Light | 458.9 | 1
| XVTL-IC/S-10/16 | Y7-114785 | 114785 | Mounting plate, for HxW=1600x1000mm, strong | EDB | xEnergy Light | 535 | 1
| XVTL-IC/S-10/18 | Y7-114786 | 114786 | Mounting plate, for HxW=1800x1000mm, strong | EDB | xEnergy Light | 597 | 1
| XVTL-IC/S-10/20 | Y7-114787 | 114787 | Mounting plate, for HxW=2000x1000mm, strong | EDB | xEnergy Light | 659 | 1
| XVTL-IC/S-12/14 | Y7-189845 | 189845 | Mounting plate, for HxW=1400x1200mm, strong | EDB | xEnergy Light | 540 | 1
| XVTL-IC/S-12/16 | Y7-114788 | 114788 | Mounting plate, for HxW=1600x1200mm, strong | EDB | xEnergy Light | 634 | 1
| XVTL-IC/S-12/18 | Y7-114789 | 114789 | Mounting plate, for HxW=1800x1200mm, strong | EDB | xEnergy Light | 709 | 1
| XVTL-IC/S-12/20 | Y7-114790 | 114790 | Mounting plate, for HxW=2000x1200mm, strong | EDB | xEnergy Light | 782 | 1
| XVTL-IC/S-4/14 | Y7-187940 | 187940 | Mounting plate, for HxW=1400x425mm, strong | EDB | xEnergy Light | 227.5 | 1
| XVTL-IC/S-4/16 | Y7-114776 | 114776 | Mounting plate, for HxW=1600x425mm, strong | EDB | xEnergy Light | 297.6 | 1
| XVTL-IC/S-4/18 | Y7-189846 | 189846 | Mounting plate, for HxW=1800x425mm, strong | EDB | xEnergy Light | 272.4 | 1
| XVTL-IC/S-4/20 | Y7-114777 | 114777 | Mounting plate, for HxW=2000x425mm, strong | EDB | xEnergy Light | 312.4 | 1
| XVTL-IC/S-6/14 | Y7-114778 | 114778 | Mounting plate, for HxW=1400x600mm, strong | EDB | xEnergy Light | 340.9 | 1
| XVTL-IC/S-6/16 | Y7-114779 | 114779 | Mounting plate, for HxW=1600x600mm, strong | EDB | xEnergy Light | 343.1 | 1
| XVTL-IC/S-6/18 | Y7-114780 | 114780 | Mounting plate, for HxW=1800x600mm, strong | EDB | xEnergy Light | 379.8 | 1
| XVTL-IC/S-6/20 | Y7-114781 | 114781 | Mounting plate, for HxW=2000x600mm, strong | EDB | xEnergy Light | 415.9 | 1
| XVTL-IC/S-8/14 | Y7-189843 | 189843 | Mounting plate, for HxW=1400x800mm, strong | EDB | xEnergy Light | 372.9 | 1
| XVTL-IC/S-8/16 | Y7-114782 | 114782 | Mounting plate, for HxW=1600x800mm, strong | EDB | xEnergy Light | 434.7 | 1
| XVTL-IC/S-8/18 | Y7-114783 | 114783 | Mounting plate, for HxW=1800x800mm, strong | EDB | xEnergy Light | 485.7 | 1
| XVTL-IC/S-8/20 | Y7-114784 | 114784 | Mounting plate, for HxW=2000x800mm, strong | EDB | xEnergy Light | 538 | 1
| XVTL-IC-10/14 | Y7-189867 | 189867 | Mounting Plate H=1400 W=1000 | EDB | xEnergy Light | 436.8 | 1
| XVTL-IC-10/16 | Y7-114770 | 114770 | Mounting plate, for HxW=1600x1000mm | EDB | xEnergy Light | 411.9 | 1
| XVTL-IC-10/18 | Y7-114771 | 114771 | Mounting plate, for HxW=1800x1000mm | EDB | xEnergy Light | 550 | 1
| XVTL-IC-10/20 | Y7-114772 | 114772 | Mounting plate, for HxW=2000x1000mm | EDB | xEnergy Light | 431.1 | 1
| XVTL-IC-12/14 | Y7-189868 | 189868 | Mounting Plate H=1400 W=1200 | EDB | xEnergy Light | 462.3 | 1
| XVTL-IC-12/16 | Y7-114773 | 114773 | Mounting plate, for HxW=1600x1200mm | EDB | xEnergy Light | 456.2 | 1
| XVTL-IC-12/18 | Y7-114774 | 114774 | Mounting plate, for HxW=1800x1200mm | EDB | xEnergy Light | 594 | 1
| XVTL-IC-12/20 | Y7-114775 | 114775 | Mounting plate, for HxW=2000x1200mm | EDB | xEnergy Light | 548 | 1
| XVTL-IC-4/14 | Y7-187939 | 187939 | Mounting Plate H=1400 W=425 | EDB | xEnergy Light | 191.6 | 1
| XVTL-IC-4/16 | Y7-114761 | 114761 | Mounting plate, for HxW=1600x425mm | EDB | xEnergy Light | 196.2 | 1
| XVTL-IC-4/18 | Y7-189842 | 189842 | Mounting Plate H=1800 W=425 | EDB | xEnergy Light | 163.2 | 1
| XVTL-IC-4/20 | Y7-114762 | 114762 | Mounting plate, for HxW=2000x425mm | EDB | xEnergy Light | 276.7 | 1
| XVTL-IC-6/14 | Y7-114763 | 114763 | Mounting plate, for HxW=1400x600mm | EDB | xEnergy Light | 247.7 | 1
| XVTL-IC-6/16 | Y7-114764 | 114764 | Mounting plate, for HxW=1600x600mm | EDB | xEnergy Light | 288 | 1
| XVTL-IC-6/18 | Y7-114765 | 114765 | Mounting plate, for HxW=1800x600mm | EDB | xEnergy Light | 337 | 1
| XVTL-IC-6/20 | Y7-114766 | 114766 | Mounting plate, for HxW=2000x600mm | EDB | xEnergy Light | 262.5 | 1
| XVTL-IC-8/14 | Y7-189866 | 189866 | Mounting Plate H=1400 W=800 | EDB | xEnergy Light | 340.4 | 1
| XVTL-IC-8/16 | Y7-114767 | 114767 | Mounting plate, for HxW=1600x800mm | EDB | xEnergy Light | 363.4 | 1
| XVTL-IC-8/18 | Y7-114768 | 114768 | Mounting plate, for HxW=1800x800mm | EDB | xEnergy Light | 417.9 | 1
| XVTL-IC-8/20 | Y7-114769 | 114769 | Mounting plate, for HxW=2000x800mm | EDB | xEnergy Light | 344.9 | 1
| XVTL-ICD-14 | Y7-174314 | 174314 | 200-mm interior cabling box, kit for partitioned configuration, L = 1400 mm | EDB | xEnergy Light | 352.6 | 1
| XVTL-ICD-16 | Y7-174315 | 174315 | 200-mm interior cabling box, kit for partitioned configuration, L = 1600 mm | EDB | xEnergy Light | 388 | 1
| XVTL-ICD-18 | Y7-174316 | 174316 | 200-mm interior cabling box, kit for partitioned configuration, L = 1800 mm | EDB | xEnergy Light | 409.8 | 1
| XVTL-ICD-20 | Y7-174317 | 174317 | 200-mm interior cabling box, kit for partitioned configuration, L = 2000 mm | EDB | xEnergy Light | 429.8 | 1
| XVTL-IC-Z-14 | Y7-114791 | 114791 | Adapter, for IC1400 | EDB | xEnergy Light | 74 | 1
| XVTL-IC-Z-16 | Y7-114792 | 114792 | Adapter, for IC1600 | EDB | xEnergy Light | 80.9 | 1
| XVTL-IC-Z-18 | Y7-114793 | 114793 | Adapter, for IC1800 | EDB | xEnergy Light | 90.8 | 1
| XVTL-IC-Z-20 | Y7-114794 | 114794 | Adapter, for IC2000 | EDB | xEnergy Light | 97.7 | 1
| XVTL-IZM-10 | Y7-115151 | 115151 | Mounting plate for IZM13, W=1000mm | EDB | xEnergy Light | 180.3 | 1
| XVTL-IZM-12 | Y7-115152 | 115152 | Mounting plate for IZM13, W=1200mm | EDB | xEnergy Light | 208.6 | 1
| XVTL-IZM26-10 | Y7-132967 | 132967 | Mounting plate for IZMX16,IZM26, W=1000mm | EDB | xEnergy Light | 189.8 | 1
| XVTL-IZM26-12 | Y7-132968 | 132968 | Mounting plate for IZMX16,IZM26, W=1200mm | EDB | xEnergy Light | 219.3 | 1
| XVTL-IZM26-4 | Y7-132964 | 132964 | Mounting plate for IZMX16,IZM26, W=425mm | EDB | xEnergy Light | 71 | 1
| XVTL-IZM26-6 | Y7-132965 | 132965 | Mounting plate for IZMX16,IZM26, W=600mm | EDB | xEnergy Light | 125.2 | 1
| XVTL-IZM26-8 | Y7-132966 | 132966 | Mounting plate for IZMX16,IZM26, W=800mm | EDB | xEnergy Light | 160.2 | 1
| XVTL-IZM-6 | Y7-115149 | 115149 | Mounting plate for IZM13, W=600mm | EDB | xEnergy Light | 116.6 | 1
| XVTL-IZM-8 | Y7-115150 | 115150 | Mounting plate for IZM13, W=800mm | EDB | xEnergy Light | 156.9 | 1
| XVTL-IZMX40-06 | Y7-167564 | 167564 | Mounting plate for IZMX40, W=600mm | EDB | xEnergy Light | 121.2 | 1
| XVTL-IZMX40-08 | Y7-167565 | 167565 | Mounting plate for IZMX40, W=800mm | EDB | xEnergy Light | 151.3 | 1
| XVTL-MP/BF-10/3/16 | Y7-114503 | 114503 | Distribution cabinet, HxWxD=1600x1000x300mm, IP55 | EDB | xEnergy Light | 1711 | 1
| XVTL-MP/BF-10/3/18 | Y7-114517 | 114517 | Distribution cabinet, HxWxD=1800x1000x300mm, IP55 | EDB | xEnergy Light | 1685 | 1
| XVTL-MP/BF-10/3/20 | Y7-114540 | 114540 | Distribution cabinet, HxWxD=2000x1000x300mm, IP55 | EDB | xEnergy Light | 1743 | 1
| XVTL-MP/BF-10/4/16 | Y7-114504 | 114504 | Distribution cabinet, HxWxD=1600x1000x400mm, IP55 | EDB | xEnergy Light | 1718 | 1
| XVTL-MP/BF-10/4/18 | Y7-114518 | 114518 | Distribution cabinet, HxWxD=1800x1000x400mm, IP55 | EDB | xEnergy Light | 1695 | 1
| XVTL-MP/BF-10/4/20 | Y7-114541 | 114541 | Distribution cabinet, HxWxD=2000x1000x400mm, IP55 | EDB | xEnergy Light | 1750 | 1
| XVTL-MP/BF-10/5/18 | Y7-114519 | 114519 | Distribution cabinet, HxWxD=1800x1000x500mm, IP55 | EDB | xEnergy Light | 1763 | 1
| XVTL-MP/BF-10/5/20 | Y7-114542 | 114542 | Distribution cabinet, HxWxD=2000x1000x500mm, IP55 | EDB | xEnergy Light | 1819 | 1
| XVTL-MP/BF-10/6/16 | Y7-114505 | 114505 | Distribution cabinet, HxWxD=1600x1000x600mm, IP55 | EDB | xEnergy Light | 1761 | 1
| XVTL-MP/BF-10/6/18 | Y7-114520 | 114520 | Distribution cabinet, HxWxD=1800x1000x600mm, IP55 | EDB | xEnergy Light | 1735 | 1
| XVTL-MP/BF-10/6/20 | Y7-114543 | 114543 | Distribution cabinet, HxWxD=2000x1000x600mm, IP55 | EDB | xEnergy Light | 1792 | 1
| XVTL-MP/BF-10/8/20 | Y7-114544 | 114544 | Distribution cabinet, HxWxD=2000x1000x800mm, IP55 | EDB | xEnergy Light | 1865 | 1
| XVTL-MP/BF-12/3/16 | Y7-114506 | 114506 | Distribution cabinet, HxWxD=1600x1200x300mm, IP55 | EDB | xEnergy Light | 1885 | 1
| XVTL-MP/BF-12/3/18 | Y7-114521 | 114521 | Distribution cabinet, HxWxD=1800x1200x300mm, IP55 | EDB | xEnergy Light | 2006 | 1
| XVTL-MP/BF-12/3/20 | Y7-114545 | 114545 | Distribution cabinet, HxWxD=2000x1200x300mm, IP55 | EDB | xEnergy Light | 1896 | 1
| XVTL-MP/BF-12/4/16 | Y7-114507 | 114507 | Distribution cabinet, HxWxD=1600x1200x400mm, IP55 | EDB | xEnergy Light | 1863 | 1
| XVTL-MP/BF-12/4/18 | Y7-114522 | 114522 | Distribution cabinet, HxWxD=1800x1200x400mm, IP55 | EDB | xEnergy Light | 1983 | 1
| XVTL-MP/BF-12/4/20 | Y7-114546 | 114546 | Distribution cabinet, HxWxD=2000x1200x400mm, IP55 | EDB | xEnergy Light | 1874 | 1
| XVTL-MP/BF-12/5/18 | Y7-114523 | 114523 | Distribution cabinet, HxWxD=1800x1200x500mm, IP55 | EDB | xEnergy Light | 2085 | 1
| XVTL-MP/BF-12/5/20 | Y7-114547 | 114547 | Distribution cabinet, HxWxD=2000x1200x500mm, IP55 | EDB | xEnergy Light | 1976 | 1
| XVTL-MP/BF-12/6/16 | Y7-114508 | 114508 | Distribution cabinet, HxWxD=1600x1200x600mm, IP55 | EDB | xEnergy Light | 1928 | 1
| XVTL-MP/BF-12/6/18 | Y7-114524 | 114524 | Distribution cabinet, HxWxD=1800x1200x600mm, IP55 | EDB | xEnergy Light | 2048 | 1
| XVTL-MP/BF-12/6/20 | Y7-114548 | 114548 | Distribution cabinet, HxWxD=2000x1200x600mm, IP55 | EDB | xEnergy Light | 1940 | 1
| XVTL-MP/BF-12/8/20 | Y7-114549 | 114549 | Distribution cabinet, HxWxD=2000x1200x800mm, IP55 | EDB | xEnergy Light | 2036 | 1
| XVTL-MP/BF-4/3/16 | Y7-114496 | 114496 | Distribution cabinet, HxWxD=1600x425x300mm, IP55 | EDB | xEnergy Light | 1119 | 1
| XVTL-MP/BF-4/3/18-BP | Y7-301865 | 301865 | Distribution cabinet with BP-insert, HxWxD=1800x425x300mm, IP55 | EDB | xEnergy Light | 1328 | 1
| XVTL-MP/BF-4/3/20 | Y7-114525 | 114525 | Distribution cabinet, HxWxD=2000x425x300mm, IP55 | EDB | xEnergy Light | 1097 | 1
| XVTL-MP/BF-4/3/20-BP | Y7-301880 | 301880 | Distribution cabinet with BP-insert, HxWxD=2000x425x300mm, IP55 | EDB | xEnergy Light | 1251 | 1
| XVTL-MP/BF-4/4/18-BP | Y7-301883 | 301883 | Distribution cabinet with BP-insert, HxWxD=1800x425x400mm, IP55 | EDB | xEnergy Light | 1335 | 1
| XVTL-MP/BF-4/4/20 | Y7-114526 | 114526 | Distribution cabinet, HxWxD=2000x425x400mm, IP55 | EDB | xEnergy Light | 1091 | 1
| XVTL-MP/BF-4/4/20-BP | Y7-301894 | 301894 | Distribution cabinet with BP-insert, HxWxD=2000x425x400mm, IP55 | EDB | xEnergy Light | 1247 | 1
| XVTL-MP/BF-4/5/20 | Y7-114527 | 114527 | Distribution cabinet, HxWxD=2000x425x500mm, IP55 | EDB | xEnergy Light | 1153 | 1
| XVTL-MP/BF-4/6/20 | Y7-114528 | 114528 | Distribution cabinet, HxWxD=2000x425x600mm, IP55 | EDB | xEnergy Light | 1140 | 1
| XVTL-MP/BF-4/8/20 | Y7-114529 | 114529 | Distribution cabinet, HxWxD=2000x425x800mm, IP55 | EDB | xEnergy Light | 1199 | 1
| XVTL-MP/BF-6/3/14 | Y7-114495 | 114495 | Distribution cabinet, HxWxD=1400x600x600mm, IP55 | EDB | xEnergy Light | 1267 | 1
| XVTL-MP/BF-6/3/16 | Y7-114497 | 114497 | Distribution cabinet, HxWxD=1600x600x300mm, IP55 | EDB | xEnergy Light | 1258 | 1
| XVTL-MP/BF-6/3/18 | Y7-114509 | 114509 | Distribution cabinet, HxWxD=1800x600x300mm, IP55 | EDB | xEnergy Light | 1332 | 1
| XVTL-MP/BF-6/3/20 | Y7-114530 | 114530 | Distribution cabinet, HxWxD=2000x600x300mm, IP55 | EDB | xEnergy Light | 1251 | 1
| XVTL-MP/BF-6/4/16 | Y7-114498 | 114498 | Distribution cabinet, HxWxD=1600x600x400mm, IP55 | EDB | xEnergy Light | 1250 | 1
| XVTL-MP/BF-6/4/18 | Y7-114510 | 114510 | Distribution cabinet, HxWxD=1800x600x400mm, IP55 | EDB | xEnergy Light | 1323 | 1
| XVTL-MP/BF-6/4/20 | Y7-114531 | 114531 | Distribution cabinet, HxWxD=2000x600x400mm, IP55 | EDB | xEnergy Light | 1241 | 1
| XVTL-MP/BF-6/5/18 | Y7-114511 | 114511 | Distribution cabinet, HxWxD=1800x600x500mm, IP55 | EDB | xEnergy Light | 1393 | 1
| XVTL-MP/BF-6/5/20 | Y7-114532 | 114532 | Distribution cabinet, HxWxD=2000x600x500mm, IP55 | EDB | xEnergy Light | 1310 | 1
| XVTL-MP/BF-6/6/16 | Y7-114499 | 114499 | Distribution cabinet, HxWxD=1600x600x600mm, IP55 | EDB | xEnergy Light | 1280 | 1
| XVTL-MP/BF-6/6/18 | Y7-114512 | 114512 | Distribution cabinet, HxWxD=1800x600x600mm, IP55 | EDB | xEnergy Light | 1343 | 1
| XVTL-MP/BF-6/6/20 | Y7-114533 | 114533 | Distribution cabinet, HxWxD=2000x600x600mm, IP55 | EDB | xEnergy Light | 1259 | 1
| XVTL-MP/BF-6/8/20 | Y7-114534 | 114534 | Distribution cabinet, HxWxD=2000x600x800mm, IP55 | EDB | xEnergy Light | 1338 | 1
| XVTL-MP/BF-65/3/18-BP | Y7-301866 | 301866 | Distribution cabinet with BP-insert, HxWxD=1800x650x300mm, IP55 | EDB | xEnergy Light | 1787 | 1
| XVTL-MP/BF-65/3/20-BP | Y7-301881 | 301881 | Distribution cabinet with BP-insert, HxWxD=2000x650x300mm, IP55 | EDB | xEnergy Light | 1869 | 1
| XVTL-MP/BF-65/4/18-BP | Y7-301888 | 301888 | Distribution cabinet with BP-insert, HxWxD=1800x650x400mm, IP55 | EDB | xEnergy Light | 1976 | 1
| XVTL-MP/BF-65/4/20-BP | Y7-301895 | 301895 | Distribution cabinet with BP-insert, HxWxD=2000x650x400mm, IP55 | EDB | xEnergy Light | 2057 | 1
| XVTL-MP/BF-8/3/16 | Y7-114500 | 114500 | Distribution cabinet, HxWxD=1600x800x300mm, IP55 | EDB | xEnergy Light | 1336 | 1
| XVTL-MP/BF-8/3/18 | Y7-114513 | 114513 | Distribution cabinet, HxWxD=1800x800x300mm, IP55 | EDB | xEnergy Light | 1503 | 1
| XVTL-MP/BF-8/3/20 | Y7-114535 | 114535 | Distribution cabinet, HxWxD=2000x800x300mm, IP55 | EDB | xEnergy Light | 1446 | 1
| XVTL-MP/BF-8/4/16 | Y7-114501 | 114501 | Distribution cabinet, HxWxD=1600x800x400mm, IP55 | EDB | xEnergy Light | 1327 | 1
| XVTL-MP/BF-8/4/18 | Y7-114514 | 114514 | Distribution cabinet, HxWxD=1800x800x400mm, IP55 | EDB | xEnergy Light | 1494 | 1
| XVTL-MP/BF-8/4/20 | Y7-114536 | 114536 | Distribution cabinet, HxWxD=2000x800x400mm, IP55 | EDB | xEnergy Light | 1437 | 1
| XVTL-MP/BF-8/5/18 | Y7-114515 | 114515 | Distribution cabinet, HxWxD=1800x800x500mm, IP55 | EDB | xEnergy Light | 1572 | 1
| XVTL-MP/BF-8/5/20 | Y7-114537 | 114537 | Distribution cabinet, HxWxD=2000x800x500mm, IP55 | EDB | xEnergy Light | 1514 | 1
| XVTL-MP/BF-8/6/16 | Y7-114502 | 114502 | Distribution cabinet, HxWxD=1600x800x600mm, IP55 | EDB | xEnergy Light | 1360 | 1
| XVTL-MP/BF-8/6/18 | Y7-114516 | 114516 | Distribution cabinet, HxWxD=1800x800x600mm, IP55 | EDB | xEnergy Light | 1526 | 1
| XVTL-MP/BF-8/6/20 | Y7-114538 | 114538 | Distribution cabinet, HxWxD=2000x800x600mm, IP55 | EDB | xEnergy Light | 1470 | 1
| XVTL-MP/BF-8/8/20 | Y7-114539 | 114539 | Distribution cabinet, HxWxD=2000x800x800mm, IP55 | EDB | xEnergy Light | 1537 | 1
| XVTL-MP/BF-85/3/18-BP | Y7-301877 | 301877 | Distribution cabinet with BP-insert, HxWxD=1800x850x300mm, IP55 | EDB | xEnergy Light | 2384 | 1
| XVTL-MP/BF-85/3/18-BP-C | Y7-304947 | 304947 | Distribution cabinet with BP-insert, H x W x D = 1800 x 850 x 300 MM, IP55 | EDB | xEnergy Light | 1945 | 1
| XVTL-MP/BF-85/3/20-BP | Y7-301882 | 301882 | Distribution cabinet with BP-insert, HxWxD=2000x850x300mm, IP55 | EDB | xEnergy Light | 2452 | 1
| XVTL-MP/BF-85/3/20-BP-C | Y7-304580 | 304580 | Distribution cabinet with BP-insert, H x W x D = 2000 x 850 x 300 MM, IP55 | EDB | xEnergy Light | 2015 | 1
| XVTL-MP/BF-85/4/18-BP | Y7-301892 | 301892 | Distribution cabinet with BP-insert, HxWxD=1800x850x400mm, IP55 | EDB | xEnergy Light | 2401 | 1
| XVTL-MP/BF-85/4/20-BP | Y7-301898 | 301898 | Distribution cabinet with BP-insert, HxWxD=2000x850x400mm, IP55 | EDB | xEnergy Light | 2469 | 1
| XVTL-MP/BX/IC-10/3/16 | Y7-114558 | 114558 | Distribution cabinet, HxWxD=1600x1000x300mm, IP55 | EDB | xEnergy Light | 2510 | 1
| XVTL-MP/BX/IC-10/3/18 | Y7-114572 | 114572 | Distribution cabinet, HxWxD=1800x1000x300mm, IP55 | EDB | xEnergy Light | 2542 | 1
| XVTL-MP/BX/IC-10/3/20 | Y7-114595 | 114595 | Distribution cabinet, HxWxD=2000x1000x300mm, IP55 | EDB | xEnergy Light | 2663 | 1
| XVTL-MP/BX/IC-10/4/16 | Y7-114559 | 114559 | Distribution cabinet, HxWxD=1600x1000x400mm, IP55 | EDB | xEnergy Light | 2532 | 1
| XVTL-MP/BX/IC-10/4/18 | Y7-114573 | 114573 | Distribution cabinet, HxWxD=1800x1000x400mm, IP55 | EDB | xEnergy Light | 2563 | 1
| XVTL-MP/BX/IC-10/4/20 | Y7-114596 | 114596 | Distribution cabinet, HxWxD=2000x1000x400mm, IP55 | EDB | xEnergy Light | 2685 | 1
| XVTL-MP/BX/IC-10/5/18 | Y7-114574 | 114574 | Distribution cabinet, HxWxD=1800x1000x500mm, IP55 | EDB | xEnergy Light | 2664 | 1
| XVTL-MP/BX/IC-10/5/20 | Y7-114597 | 114597 | Distribution cabinet, HxWxD=2000x1000x500mm, IP55 | EDB | xEnergy Light | 2786 | 1
| XVTL-MP/BX/IC-10/6/16 | Y7-114560 | 114560 | Distribution cabinet, HxWxD=1600x1000x600mm, IP55 | EDB | xEnergy Light | 2650 | 1
| XVTL-MP/BX/IC-10/6/18 | Y7-114575 | 114575 | Distribution cabinet, HxWxD=1800x1000x600mm, IP55 | EDB | xEnergy Light | 2681 | 1
| XVTL-MP/BX/IC-10/6/20 | Y7-114598 | 114598 | Distribution cabinet, HxWxD=2000x1000x600mm, IP55 | EDB | xEnergy Light | 2802 | 1
| XVTL-MP/BX/IC-10/8/20 | Y7-114599 | 114599 | Distribution cabinet, HxWxD=2000x1000x800mm, IP55 | EDB | xEnergy Light | 2956 | 1
| XVTL-MP/BX/IC-12/3/16 | Y7-114561 | 114561 | Distribution cabinet, HxWxD=1600x1200x300mm, IP55 | EDB | xEnergy Light | 2802 | 1
| XVTL-MP/BX/IC-12/3/18 | Y7-114576 | 114576 | Distribution cabinet, HxWxD=1800x1200x300mm, IP55 | EDB | xEnergy Light | 2995 | 1
| XVTL-MP/BX/IC-12/3/20 | Y7-114600 | 114600 | Distribution cabinet, HxWxD=2000x1200x300mm, IP55 | EDB | xEnergy Light | 2960 | 1
| XVTL-MP/BX/IC-12/4/16 | Y7-114562 | 114562 | Distribution cabinet, HxWxD=1600x1200x400mm, IP55 | EDB | xEnergy Light | 2792 | 1
| XVTL-MP/BX/IC-12/4/18 | Y7-114577 | 114577 | Distribution cabinet, HxWxD=1800x1200x400mm, IP55 | EDB | xEnergy Light | 2984 | 1
| XVTL-MP/BX/IC-12/4/20 | Y7-114601 | 114601 | Distribution cabinet, HxWxD=2000x1200x400mm, IP55 | EDB | xEnergy Light | 2950 | 1
| XVTL-MP/BX/IC-12/5/18 | Y7-114578 | 114578 | Distribution cabinet, HxWxD=1800x1200x500mm, IP55 | EDB | xEnergy Light | 3123 | 1
| XVTL-MP/BX/IC-12/5/20 | Y7-114602 | 114602 | Distribution cabinet, HxWxD=2000x1200x500mm, IP55 | EDB | xEnergy Light | 3089 | 1
| XVTL-MP/BX/IC-12/6/16 | Y7-114563 | 114563 | Distribution cabinet, HxWxD=1600x1200x600mm, IP55 | EDB | xEnergy Light | 2944 | 1
| XVTL-MP/BX/IC-12/6/18 | Y7-114579 | 114579 | Distribution cabinet, HxWxD=1800x1200x600mm, IP55 | EDB | xEnergy Light | 3134 | 1
| XVTL-MP/BX/IC-12/6/20 | Y7-114603 | 114603 | Distribution cabinet, HxWxD=2000x1200x600mm, IP55 | EDB | xEnergy Light | 3102 | 1
| XVTL-MP/BX/IC-12/8/20 | Y7-114604 | 114604 | Distribution cabinet, HxWxD=2000x1200x800mm, IP55 | EDB | xEnergy Light | 3289 | 1
| XVTL-MP/BX/IC-4/3/16 | Y7-114551 | 114551 | Distribution cabinet, HxWxD=1600x400x300mm, IP55 | EDB | xEnergy Light | 1592 | 1
| XVTL-MP/BX/IC-4/3/20 | Y7-114580 | 114580 | Distribution cabinet, HxWxD=2000x400x300mm, IP55 | EDB | xEnergy Light | 1584 | 1
| XVTL-MP/BX/IC-4/4/20 | Y7-114581 | 114581 | Distribution cabinet, HxWxD=2000x400x400mm, IP55 | EDB | xEnergy Light | 1580 | 1
| XVTL-MP/BX/IC-4/5/20 | Y7-114582 | 114582 | Distribution cabinet, HxWxD=2000x400x500mm, IP55 | EDB | xEnergy Light | 1657 | 1
| XVTL-MP/BX/IC-4/6/20 | Y7-114583 | 114583 | Distribution cabinet, HxWxD=2000x400x600mm, IP55 | EDB | xEnergy Light | 1670 | 1
| XVTL-MP/BX/IC-4/8/20 | Y7-114584 | 114584 | Distribution cabinet, HxWxD=2000x400x800mm, IP55 | EDB | xEnergy Light | 1778 | 1
| XVTL-MP/BX/IC-6/3/14 | Y7-114550 | 114550 | Distribution cabinet, HxWxD=1400x600x300mm, IP55 | EDB | xEnergy Light | 1772 | 1
| XVTL-MP/BX/IC-6/3/16 | Y7-114552 | 114552 | Distribution cabinet, HxWxD=1600x600x300mm, IP55 | EDB | xEnergy Light | 1781 | 1
| XVTL-MP/BX/IC-6/3/18 | Y7-114564 | 114564 | Distribution cabinet, HxWxD=1800x600x300mm, IP55 | EDB | xEnergy Light | 1890 | 1
| XVTL-MP/BX/IC-6/3/20 | Y7-114585 | 114585 | Distribution cabinet, HxWxD=2000x600x300mm, IP55 | EDB | xEnergy Light | 1844 | 1
| XVTL-MP/BX/IC-6/4/16 | Y7-114553 | 114553 | Distribution cabinet, HxWxD=1600x600x400mm, IP55 | EDB | xEnergy Light | 1771 | 1
| XVTL-MP/BX/IC-6/4/18 | Y7-114565 | 114565 | Distribution cabinet, HxWxD=1800x600x400mm, IP55 | EDB | xEnergy Light | 1880 | 1
| XVTL-MP/BX/IC-6/4/20 | Y7-114586 | 114586 | Distribution cabinet, HxWxD=2000x600x400mm, IP55 | EDB | xEnergy Light | 1835 | 1
| XVTL-MP/BX/IC-6/5/18 | Y7-114566 | 114566 | Distribution cabinet, HxWxD=1800x600x500mm, IP55 | EDB | xEnergy Light | 1963 | 1
| XVTL-MP/BX/IC-6/5/20 | Y7-114587 | 114587 | Distribution cabinet, HxWxD=2000x600x500mm, IP55 | EDB | xEnergy Light | 1918 | 1
| XVTL-MP/BX/IC-6/6/16 | Y7-114554 | 114554 | Distribution cabinet, HxWxD=1600x600x600mm, IP55 | EDB | xEnergy Light | 1831 | 1
| XVTL-MP/BX/IC-6/6/18 | Y7-114567 | 114567 | Distribution cabinet, HxWxD=1800x600x600mm, IP55 | EDB | xEnergy Light | 1940 | 1
| XVTL-MP/BX/IC-6/6/20 | Y7-114588 | 114588 | Distribution cabinet, HxWxD=2000x600x600mm, IP55 | EDB | xEnergy Light | 1893 | 1
| XVTL-MP/BX/IC-6/8/20 | Y7-114589 | 114589 | Distribution cabinet, HxWxD=2000x800x600mm, IP55 | EDB | xEnergy Light | 2018 | 1
| XVTL-MP/BX/IC-8/3/16 | Y7-114555 | 114555 | Distribution cabinet, HxWxD=1600x800x300mm, IP55 | EDB | xEnergy Light | 1955 | 1
| XVTL-MP/BX/IC-8/3/18 | Y7-114568 | 114568 | Distribution cabinet, HxWxD=1800x800x300mm, IP55 | EDB | xEnergy Light | 2171 | 1
| XVTL-MP/BX/IC-8/3/20 | Y7-114590 | 114590 | Distribution cabinet, HxWxD=2000x800x300mm, IP55 | EDB | xEnergy Light | 2168 | 1
| XVTL-MP/BX/IC-8/4/16 | Y7-114556 | 114556 | Distribution cabinet, HxWxD=1600x800x400mm, IP55 | EDB | xEnergy Light | 1945 | 1
| XVTL-MP/BX/IC-8/4/18 | Y7-114569 | 114569 | Distribution cabinet, HxWxD=1800x800x400mm, IP55 | EDB | xEnergy Light | 2160 | 1
| XVTL-MP/BX/IC-8/4/20 | Y7-114591 | 114591 | Distribution cabinet, HxWxD=2000x800x400mm, IP55 | EDB | xEnergy Light | 2157 | 1
| XVTL-MP/BX/IC-8/5/18 | Y7-114570 | 114570 | Distribution cabinet, HxWxD=1800x800x500mm, IP55 | EDB | xEnergy Light | 2256 | 1
| XVTL-MP/BX/IC-8/5/20 | Y7-114592 | 114592 | Distribution cabinet, HxWxD=2000x800x500mm, IP55 | EDB | xEnergy Light | 2253 | 1
| XVTL-MP/BX/IC-8/6/16 | Y7-114557 | 114557 | Distribution cabinet, HxWxD=1600x800x600mm, IP55 | EDB | xEnergy Light | 2025 | 1
| XVTL-MP/BX/IC-8/6/18 | Y7-114571 | 114571 | Distribution cabinet, HxWxD=1800x800x600mm, IP55 | EDB | xEnergy Light | 2240 | 1
| XVTL-MP/BX/IC-8/6/20 | Y7-114593 | 114593 | Distribution cabinet, HxWxD=2000x800x600mm, IP55 | EDB | xEnergy Light | 2237 | 1
| XVTL-MP/BX/IC-8/8/20 | Y7-114594 | 114594 | Distribution cabinet, HxWxD=2000x800x800mm, IP55 | EDB | xEnergy Light | 2359 | 1
| XVTL-MP/BX-11/3/18-EP | Y7-300810 | 300810 | Distribution cabinet, EP, H x W x D = 1800 x 1100 x 300 mm, IP55 | EDB | xEnergy Light | 2354 | 1
| XVTL-MP/BX-11/3/20-EP | Y7-158077 | 158077 | Distribution cabinet, EP, HxWxD=2000x1100x300mm, IP55 | EDB | xEnergy Light | 2116 | 1
| XVTL-MP/BX-11/4/18-EP | Y7-300811 | 300811 | Distribution cabinet, EP, H x W x D = 1800 x 1100 x 400 mm, IP55 | EDB | xEnergy Light | 2326 | 1
| XVTL-MP/BX-11/4/20-EP | Y7-158078 | 158078 | Distribution cabinet, EP, HxWxD=2000x1100x400mm, IP55 | EDB | xEnergy Light | 2139 | 1
| XVTL-MP/BX-11/6/18-EP | Y7-300812 | 300812 | Distribution cabinet, EP, H x W x D = 1800 x 1100 x 600 mm, IP55 | EDB | xEnergy Light | 2409 | 1
| XVTL-MP/BX-11/6/20-EP | Y7-158080 | 158080 | Distribution cabinet, EP, HxWxD=2000x1100x600mm, IP55 | EDB | xEnergy Light | 2201 | 1
| XVTL-MP/BX-135/3/18-EP | Y7-300815 | 300815 | Distribution cabinet, EP, H x W x D = 1800 x 1350 x 300 mm, IP55 | EDB | xEnergy Light | 2577 | 1
| XVTL-MP/BX-135/3/20-EP | Y7-158082 | 158082 | Distribution cabinet, EP, HxWxD=2000x1350x300mm, IP55 | EDB | xEnergy Light | 2374 | 1
| XVTL-MP/BX-135/4/18-EP | Y7-300816 | 300816 | Distribution cabinet, EP, H x W x D = 1800 x 1350 x 400 mm, IP55 | EDB | xEnergy Light | 2609 | 1
| XVTL-MP/BX-135/4/20-EP | Y7-158083 | 158083 | Distribution cabinet, EP, HxWxD=2000x1350x400mm, IP55 | EDB | xEnergy Light | 2434 | 1
| XVTL-MP/BX-135/6/18-EP | Y7-300817 | 300817 | Distribution cabinet, EP, H x W x D = 1800 x 1350 x 600 mm, IP55 | EDB | xEnergy Light | 2693 | 1
| XVTL-MP/BX-135/6/20-EP | Y7-158085 | 158085 | Distribution cabinet, EP, HxWxD=2000x1350x600mm, IP55 | EDB | xEnergy Light | 2507 | 1
| XVTL-MP/BX-4/3/18-EP | Y7-300797 | 300797 | Distribution cabinet, EP, H x W x D = 1800 x 425 x 300 mm, IP55 | EDB | xEnergy Light | 1641 | 1
| XVTL-MP/BX-4/3/20-EP | Y7-158087 | 158087 | Distribution cabinet, EP, HxWxD=2000x400x300mm, IP55 | EDB | xEnergy Light | 1438 | 1
| XVTL-MP/BX-4/4/18-EP | Y7-300798 | 300798 | Distribution cabinet, EP, H x W x D = 1800 x 425 x 400 mm, IP55 | EDB | xEnergy Light | 1653 | 1
| XVTL-MP/BX-4/4/20-EP | Y7-158088 | 158088 | Distribution cabinet, EP, HxWxD=2000x400x400mm, IP55 | EDB | xEnergy Light | 1438 | 1
| XVTL-MP/BX-4/6/18-EP | Y7-300799 | 300799 | Distribution cabinet, EP, H x W x D = 1800 x 425 x 600 mm, IP55 | EDB | xEnergy Light | 1695 | 1
| XVTL-MP/BX-4/6/20-EP | Y7-158090 | 158090 | Distribution cabinet, EP, HxWxD=2000x400x600mm, IP55 | EDB | xEnergy Light | 1471 | 1
| XVTL-MP/BX-6/3/18-EP | Y7-300800 | 300800 | Distribution cabinet, EP, H x W x D = 1800 x 600 x 300 mm, IP55 | EDB | xEnergy Light | 1752 | 1
| XVTL-MP/BX-6/3/20-EP | Y7-158092 | 158092 | Distribution cabinet, EP, HxWxD=2000x600x300mm, IP55 | EDB | xEnergy Light | 1565 | 1
| XVTL-MP/BX-6/4/18-EP | Y7-300804 | 300804 | Distribution cabinet, EP, H x W x D = 1800 x 600 x 400 mm, IP55 | EDB | xEnergy Light | 1703 | 1
| XVTL-MP/BX-6/4/20-EP | Y7-158093 | 158093 | Distribution cabinet, EP, HxWxD=2000x600x400mm, IP55 | EDB | xEnergy Light | 1556 | 1
| XVTL-MP/BX-6/6/18-EP | Y7-300805 | 300805 | Distribution cabinet, EP, H x W x D = 1800 x 600 x 600 mm, IP55 | EDB | xEnergy Light | 1771 | 1
| XVTL-MP/BX-6/6/20-EP | Y7-158095 | 158095 | Distribution cabinet, EP, HxWxD=2000x600x600mm, IP55 | EDB | xEnergy Light | 1582 | 1
| XVTL-MP/BX-85/3/18-EP | Y7-300807 | 300807 | Distribution cabinet, EP, H x W x D = 1800 x 850 x 300 mm, IP55 | EDB | xEnergy Light | 1999 | 1
| XVTL-MP/BX-85/3/20-EP | Y7-158097 | 158097 | Distribution cabinet, EP, HxWxD=2000x850x300mm, IP55 | EDB | xEnergy Light | 1798 | 1
| XVTL-MP/BX-85/4/18-EP | Y7-300808 | 300808 | Distribution cabinet, EP, H x W x D = 1800 x 850 x 400 mm, IP55 | EDB | xEnergy Light | 1963 | 1
| XVTL-MP/BX-85/4/20-EP | Y7-158098 | 158098 | Distribution cabinet, EP, HxWxD=2000x850x400mm, IP55 | EDB | xEnergy Light | 1797 | 1
| XVTL-MP/BX-85/6/18-EP | Y7-300809 | 300809 | Distribution cabinet, EP, H x W x D = 1800 x 850 x 600 mm, IP55 | EDB | xEnergy Light | 2039 | 1
| XVTL-MP/BX-85/6/20-EP | Y7-158100 | 158100 | Distribution cabinet, EP, HxWxD=2000x850x600mm, IP55 | EDB | xEnergy Light | 1850 | 1
| XVTL-MP/PH-6/3 | Y7-174319 | 174319 | Partition, horizontal W = 600 mm, D = 300 mm | EDB | xEnergy Light | 34.67 | 1
| XVTL-MP/PH-8/3 | Y7-174322 | 174322 | Partition, horizontal W = 800 mm, D = 300 mm | EDB | xEnergy Light | 40.08 | 1
| XVTL-MPL1200-200 | Y7-191045 | 191045 | Mounting plate for HxW=1200x200mm | EDB | xEnergy Light | 45.39 | 1
| XVTL-MPL1400-200 | Y7-191046 | 191046 | Mounting plate for HxW=1400x200mm | EDB | xEnergy Light | 51.2 | 1
| XVTL-MPL1600-200 | Y7-191047 | 191047 | Mounting plate for HxW=1600x200mm | EDB | xEnergy Light | 56.9 | 1
| XVTL-MPL1800-200 | Y7-191048 | 191048 | Mounting plate for HxW=1800x200mm | EDB | xEnergy Light | 62.8 | 1
| XVTL-MPL2000-200 | Y7-191049 | 191049 | Mounting plate for HxW=2000x200mm | EDB | xEnergy Light | 68.6 | 1
| XVTL-R-10/14 | Y7-189852 | 189852 | Rear wall, for HxW=1400x1000mm | EDB | xEnergy Light | 241.8 | 1
| XVTL-R-10/16 | Y7-116195 | 116195 | Rear wall, for HxW=1600x1000mm | EDB | xEnergy Light | 284.8 | 1
| XVTL-R-10/18 | Y7-116196 | 116196 | Rear wall, for HxW=1800x1000mm | EDB | xEnergy Light | 272.4 | 1
| XVTL-R-10/20 | Y7-116197 | 116197 | Rear wall, for HxW=2000x1000mm | EDB | xEnergy Light | 307.3 | 1
| XVTL-R-12/14 | Y7-189853 | 189853 | Rear wall, for HxW=1400x1200mm | EDB | xEnergy Light | 278.5 | 1
| XVTL-R-12/16 | Y7-116198 | 116198 | Rear wall, for HxW=1600x1200mm | EDB | xEnergy Light | 332.6 | 1
| XVTL-R-12/18 | Y7-116199 | 116199 | Rear wall, for HxW=1800x1200mm | EDB | xEnergy Light | 369.8 | 1
| XVTL-R-12/20 | Y7-116200 | 116200 | Rear wall, for HxW=2000x1200mm | EDB | xEnergy Light | 367.6 | 1
| XVTL-R-4/14 | Y7-189850 | 189850 | Rear wall, for HxW=1400x425mm | EDB | xEnergy Light | 108.3 | 1
| XVTL-R-4/16 | Y7-116186 | 116186 | Rear wall, for HxW=1600x400mm | EDB | xEnergy Light | 141.9 | 1
| XVTL-R-4/18 | Y7-189854 | 189854 | Rear wall, for HxW=1800x425mm | EDB | xEnergy Light | 149.5 | 1
| XVTL-R-4/20 | Y7-116187 | 116187 | Rear wall, for HxW=2000x400mm | EDB | xEnergy Light | 129.7 | 1
| XVTL-R-6/14 | Y7-116188 | 116188 | Rear wall, for HxW=1400x600mm | EDB | xEnergy Light | 169.8 | 1
| XVTL-R-6/16 | Y7-116189 | 116189 | Rear wall, for HxW=1600x600mm | EDB | xEnergy Light | 151.8 | 1
| XVTL-R-6/18 | Y7-116190 | 116190 | Rear wall, for HxW=1800x600mm | EDB | xEnergy Light | 164.2 | 1
| XVTL-R-6/20 | Y7-116191 | 116191 | Rear wall, for HxW=2000x600mm | EDB | xEnergy Light | 181.7 | 1
| XVTL-R-8/14 | Y7-189851 | 189851 | Rear wall, for HxW=1400x800mm | EDB | xEnergy Light | 197.2 | 1
| XVTL-R-8/16 | Y7-116192 | 116192 | Rear wall, for HxW=1600x800mm | EDB | xEnergy Light | 208.7 | 1
| XVTL-R-8/18 | Y7-116193 | 116193 | Rear wall, for HxW=1800x800mm | EDB | xEnergy Light | 229.9 | 1
| XVTL-R-8/20 | Y7-116194 | 116194 | Rear wall, for HxW=2000x800mm | EDB | xEnergy Light | 254.4 | 1
| XVTL-S-3/14-PAIR | Y7-116166 | 116166 | Side wall, for HxD=1400x300mm, IP40, (2pc.) | EDB | xEnergy Light | 169.8 | 1
| XVTL-S-3/16-PAIR | Y7-116167 | 116167 | Side wall, for HxD=1600x300mm, IP40, (2pc.) | EDB | xEnergy Light | 197.7 | 1
| XVTL-S-3/18-PAIR | Y7-116168 | 116168 | Side wall, for HxD=1800x300mm, IP40, (2pc.) | EDB | xEnergy Light | 211.6 | 1
| XVTL-S-3/20-PAIR | Y7-116169 | 116169 | Side wall, for HxD=2000x300mm, IP40, (2pc.) | EDB | xEnergy Light | 158.6 | 1
| XVTL-S-4/16-PAIR | Y7-116171 | 116171 | Side wall, for HxD=1600x400mm, IP40, (2pc.) | EDB | xEnergy Light | 187.4 | 1
| XVTL-S-4/18-PAIR | Y7-116172 | 116172 | Side wall, for HxD=1800x400mm, IP40, (2pc.) | EDB | xEnergy Light | 204.9 | 1
| XVTL-S-4/20-PAIR | Y7-116173 | 116173 | Side wall, for HxD=2000x400mm, IP40, (2pc.) | EDB | xEnergy Light | 214 | 1
| XVTL-S-5/18-PAIR | Y7-116176 | 116176 | Side wall, for HxD=1800x500mm, IP40, (2pc.) | EDB | xEnergy Light | 319.8 | 1
| XVTL-S-5/20-PAIR | Y7-116177 | 116177 | Side wall, for HxD=2000x500mm, IP40, (2pc.) | EDB | xEnergy Light | 271.3 | 1
| XVTL-S-6/16-PAIR | Y7-116179 | 116179 | Side wall, for HxD=1600x600mm, IP40, (2pc.) | EDB | xEnergy Light | 340.8 | 1
| XVTL-S-6/18-PAIR | Y7-116180 | 116180 | Side wall, for HxD=1800x600mm, IP40, (2pc.) | EDB | xEnergy Light | 304.1 | 1
| XVTL-S-6/20-PAIR | Y7-116181 | 116181 | Side wall, for HxD=2000x600mm, IP40, (2pc.) | EDB | xEnergy Light | 349.7 | 1
| XVTL-S-8/20-PAIR | Y7-116185 | 116185 | Side wall, for HxD=2000x800mm, IP40, (2pc.) | EDB | xEnergy Light | 452 | 1
| XVTL-SASY60-HORIZONTAL | Y7-180584 | 180584 | Retaining bracket for SASY60i horizontal, H = 43 mm | EDB | xEnergy Light | 18.45 | 1
| XVTL-SASY60-VERTIKAL | Y7-180583 | 180583 | Retaining bracket for SASY60i vertical, H = 13 mm | EDB | xEnergy Light | 10.62 | 1
| XVTL-SC2X5 | Y7-179535 | 179535 | Bus bar support for copper 2x5mm/4 poles | EDB | xEnergy Light | 83.4 | 1
| XVTL-SCH203 | Y7-144016 | 144016 | Segregation, vertical und horizontal | EDB | xEnergy Light | 47.65 | 1
| XVTL-SCH204 | Y7-144017 | 144017 | Segregation, vertical und horizontal | EDB | xEnergy Light | 80.6 | 1
| XVTL-SCH206 | Y7-144019 | 144019 | Segregation, vertical und horizontal | EDB | xEnergy Light | 136.7 | 1
| XVTL-SCREW-SET | Y7-116894 | 116894 | Replacement screws | EDB | xEnergy Light | 5.56 | 1
| XVTL-SF-12 | Y7-191043 | 191043 | Kit for partitioned configuration with Profi+ components for H=1200mm | EDB | xEnergy Light | 113 | 1
| XVTL-SF-12-200 | Y7-191044 | 191044 | Kit for partitioned configuration with Profi+ components for HxW=1200x200mm | EDB | xEnergy Light | 87.1 | 1
| XVTL-SF-14 | Y7-187952 | 187952 | Separation frame H1400 | EDB | xEnergy Light | 130.5 | 1
| XVTL-SF-14/3 | Y7-187950 | 187950 | Separation frame H1400 D300 | EDB | xEnergy Light | 161.3 | 1
| XVTL-SF-14/3-200 | Y7-187951 | 187951 | Separation frame H1400 D300 W200 | EDB | xEnergy Light | 109.7 | 1
| XVTL-SF-14-200 | Y7-187953 | 187953 | Separation frame H1400 W200 | EDB | xEnergy Light | 101.8 | 1
| XVTL-SF-16 | Y7-173663 | 173663 | Kit for partitioned configuration with Profi+ components, for H = 1600 mm, for all depths except 300 mm | EDB | xEnergy Light | 146.1 | 1
| XVTL-SF-16/3 | Y7-173657 | 173657 | Kit for partitioned configuration with Profi+ components for HxD=1600x300mm | EDB | xEnergy Light | 177.1 | 1
| XVTL-SF-16/3-200 | Y7-173660 | 173660 | Kit for partitioned configuration with Profi+ components for HxD=1600x300mm, with 200mm compartment | EDB | xEnergy Light | 118.5 | 1
| XVTL-SF-16-200 | Y7-173666 | 173666 | Kit for partitioned configuration with Profi+ components, 200mm compartment, for H=1600 mm | EDB | xEnergy Light | 115.8 | 1
| XVTL-SF-18 | Y7-173664 | 173664 | Kit for partitioned configuration with Profi+ components, for H=1800 mm | EDB | xEnergy Light | 160.2 | 1
| XVTL-SF-18/3 | Y7-173658 | 173658 | Kit for partitioned configuration with Profi+ components for HxD=1800x300mm | EDB | xEnergy Light | 199 | 1
| XVTL-SF-18/3-200 | Y7-173661 | 173661 | Kit for partitioned configuration with Profi+ components for HxD=1800x300mm, with 200mm compartment | EDB | xEnergy Light | 130.5 | 1
| XVTL-SF-18-200 | Y7-173667 | 173667 | Kit for partitioned configuration with Profi+ components, 200mm compartment, for H=1800 mm | EDB | xEnergy Light | 122.5 | 1
| XVTL-SF-20 | Y7-173665 | 173665 | Kit for partitioned configuration with Profi+ components, for H=2000 mm | EDB | xEnergy Light | 175.6 | 1
| XVTL-SF-20/3 | Y7-173659 | 173659 | Kit for partitioned configuration with Profi+ components for HxD=2000x300mm | EDB | xEnergy Light | 220.8 | 1
| XVTL-SF-20/3-200 | Y7-173662 | 173662 | Kit for partitioned configuration with Profi+ components for HxD=2000x300mm, with 200mm compartment | EDB | xEnergy Light | 145.9 | 1
| XVTL-SF-20-200 | Y7-173668 | 173668 | Kit for partitioned configuration with Profi+ components, 200mm compartment, for H=2000 mm | EDB | xEnergy Light | 134.5 | 1
| XVTL-SH/P/F-10 | Y7-187967 | 187967 | Partition front MBB H200W1000 | EDB | xEnergy Light | 55.1 | 1
| XVTL-SH/P/F-12 | Y7-187968 | 187968 | Partition front MBB H200 W1200 | EDB | xEnergy Light | 56.6 | 1
| XVTL-SH/P/F-4 | Y7-187964 | 187964 | Partition front MBB H200 W425 | EDB | xEnergy Light | 34.95 | 1
| XVTL-SH/P/F-6 | Y7-187965 | 187965 | Partition front MBB H200 W600 | EDB | xEnergy Light | 40.58 | 1
| XVTL-SH/P/F-8 | Y7-187966 | 187966 | Partition front MBB H200 W800 | EDB | xEnergy Light | 48.36 | 1
| XVTL-SH/P-10 | Y7-187962 | 187962 | Partition horz.MBB/Device Area W1000 | EDB | xEnergy Light | 54.1 | 1
| XVTL-SH/P-12 | Y7-187963 | 187963 | Partition horz.MBB/Device Area W1200 | EDB | xEnergy Light | 61.4 | 1
| XVTL-SH/P-4 | Y7-187959 | 187959 | Partition horz.MBB/Device Area W425 | EDB | xEnergy Light | 31.85 | 1
| XVTL-SH/P-6 | Y7-187960 | 187960 | Partition horz.MBB/Device Area W600 | EDB | xEnergy Light | 39.44 | 1
| XVTL-SH/P-8 | Y7-187961 | 187961 | Partition horz.MBB/Device Area W800 | EDB | xEnergy Light | 46.95 | 1
| XVTL-SH-10 | Y7-187957 | 187957 | Mounting kit for Busbar W1000 | EDB | xEnergy Light | 117.6 | 1
| XVTL-SH-12 | Y7-187958 | 187958 | Mounting kit for Busbar W1200 | EDB | xEnergy Light | 146.3 | 1
| XVTL-SH-4 | Y7-187954 | 187954 | Mounting kit for Busbar W425 | EDB | xEnergy Light | 89.7 | 1
| XVTL-SH-6 | Y7-187955 | 187955 | Mounting kit for Busbar W600 | EDB | xEnergy Light | 97.9 | 1
| XVTL-SH-8 | Y7-187956 | 187956 | Mounting kit for Busbar W800 | EDB | xEnergy Light | 107.6 | 1
| XVTL-SO/AT-3 | Y7-116554 | 116554 | Cable anchoring rail kit, W=300mm, for plinth | EDB | xEnergy Light | 13.93 | 1
| XVTL-SO/AT-4 | Y7-116555 | 116555 | Cable anchoring rail kit, W=800mm, for plinth | EDB | xEnergy Light | 18.31 | 1
| XVTL-SO/AT-5 | Y7-116556 | 116556 | Cable anchoring rail kit, W=500mm, for plinth | EDB | xEnergy Light | 44.56 | 1
| XVTL-SO/AT-6 | Y7-116557 | 116557 | Cable anchoring rail kit, W=600mm, for plinth | EDB | xEnergy Light | 38.41 | 1
| XVTL-SO/AT-8 | Y7-116558 | 116558 | Cable anchoring rail kit, W=800mm, for plinth | EDB | xEnergy Light | 44.82 | 1
| XVTL-SPT6 | Y7-115247 | 115247 | Circuit diagram pocket, sheet metal, for 600mm, DIN A5 landscape resp. DIN A4 portrait | EDB | xEnergy Light | 54.4 | 1
| XVTL-SV | Y7-143834 | 143834 | Cabinet connector | EDB | xEnergy Light | 10.11 | 1
| XVTL-SV/P/F-12 | Y7-191038 | 191038 | front cover for vertical BusBar HxB = 1200x200mm | EDB | xEnergy Light | 87.6 | 1
| XVTL-SV/P/F-14 | Y7-191039 | 191039 | front cover for vertical BusBar HxB = 1400x200mm | EDB | xEnergy Light | 95.3 | 1
| XVTL-SV/P/F-16 | Y7-191040 | 191040 | front cover for vertical BusBar HxB = 1600x200mm | EDB | xEnergy Light | 105.4 | 1
| XVTL-SV/P/F-18 | Y7-191041 | 191041 | front cover for vertical BusBar HxB = 1800x200mm | EDB | xEnergy Light | 113.4 | 1
| XVTL-SV/P/F-20 | Y7-191042 | 191042 | front cover for vertical BusBar HxB = 2000x200mm | EDB | xEnergy Light | 121.3 | 1
| XVTL-SV-12 | Y7-191033 | 191033 | Mounting kit for 200 mm wide and vertically BusBar height 1200mm | EDB | xEnergy Light | 108.1 | 1
| XVTL-SV-14 | Y7-191034 | 191034 | Mounting kit for 200 mm wide and vertically BusBar height 1400mm | EDB | xEnergy Light | 116 | 1
| XVTL-SV-16 | Y7-191035 | 191035 | Mounting kit for 200 mm wide and vertically BusBar height 1600mm | EDB | xEnergy Light | 123.6 | 1
| XVTL-SV-18 | Y7-191036 | 191036 | Mounting kit for 200 mm wide and vertically BusBar height 1800mm | EDB | xEnergy Light | 131.1 | 1
| XVTL-SV-20 | Y7-191037 | 191037 | Mounting kit for 200 mm wide and vertically BusBar height 2000mm | EDB | xEnergy Light | 138.8 | 1
| XVTL-SV425 | Y7-143836 | 143836 | Cabinet connector | EDB | xEnergy Light | 19.45 | 1
| XVTL-TE400 | Y7-143799 | 143799 | Depth fitting kit, for D=400mm | EDB | xEnergy Light | 33.18 | 1
| XVTL-TT300 | Y7-143825 | 143825 | Depth mounting rail, for D=300mm | EDB | xEnergy Light | 9.47 | 1
| XVTL-TT400 | Y7-143826 | 143826 | Depth mounting rail, for D=400mm | EDB | xEnergy Light | 12.05 | 1
| XVTL-TT600 | Y7-143828 | 143828 | Depth mounting rail, for D=600mm | EDB | xEnergy Light | 13.44 | 1
| XVTL-TT800 | Y7-143829 | 143829 | Depth mounting rail, for D=800mm | EDB | xEnergy Light | 24.21 | 1
| XVTL-TW300 | Y7-500613 | 500613 | Depth installation XVTL EP kit top/buton, suitable for H1800 & H2000, depth 300, 1 pair | EDB | xEnergy Light | 38.71 | 1
| XVTL-TW400 | Y7-500614 | 500614 | Depth installation XVTL EP kit top/buton, suitable for H1800 & H2000, depth 400, 1 pair | EDB | xEnergy Light | 41.67 | 1
| XVTL-TW600 | Y7-500615 | 500615 | Depth installation XVTL EP kit top/buton, suitable for H1800 & H2000, depth 600, 1 pair | EDB | xEnergy Light | 47.03 | 1
| XVTL-TW800 | Y7-501299 | 501299 |  | EDB | xEnergy Light | 48.62 | 1
| XVTL-VP10 | Y7-115158 | 115158 | Profile, vertical, for H=1000mm | EDB | xEnergy Light | 54.4 | 1
| XVTL-VP10/SET | Y7-115164 | 115164 | Profile, vertical, for H=1000mm, (2pc.) | EDB | xEnergy Light | 140.8 | 1
| XVTL-VP14 | Y7-115159 | 115159 | Profile, vertical, for H=1400mm | EDB | xEnergy Light | 69.2 | 1
| XVTL-VP14/SET | Y7-115165 | 115165 | Profile, vertical, for H=1400mm, (2pc.) | EDB | xEnergy Light | 187.4 | 1
| XVTL-VP16 | Y7-115160 | 115160 | Profile, vertical, for H=1600mm | EDB | xEnergy Light | 76.9 | 1
| XVTL-VP16/SET | Y7-115166 | 115166 | Profile, vertical, for H=1600mm, (2pc.) | EDB | xEnergy Light | 202.6 | 1
| XVTL-VP18 | Y7-115161 | 115161 | Profile, vertical, for H=1800mm | EDB | xEnergy Light | 81 | 1
| XVTL-VP18/SET | Y7-115167 | 115167 | Profile, vertical, for H=1800mm, (2pc.) | EDB | xEnergy Light | 210.9 | 1
| XVTL-VP20 | Y7-115162 | 115162 | Profile, vertical, for H=2000mm | EDB | xEnergy Light | 86.6 | 1
| XVTL-VP20/SET | Y7-115168 | 115168 | Profile, vertical, for H=2000mm, (2pc.) | EDB | xEnergy Light | 211.7 | 1
| XVTL-VP6 | Y7-115157 | 115157 | Profile, vertical, for H=600mm | EDB | xEnergy Light | 39.06 | 1
| XVTL-VP6/SET | Y7-115163 | 115163 | Profile, vertical, for H=600mm, (2pc.) | EDB | xEnergy Light | 110.2 | 1
| XVTL-WFB | Y7-177324 | 177324 | Wall fixing bracket | EDB | xEnergy Light | 28.73 | 1
| XVTL-WMS-1200/AS-6/6 | Y7-115786 | 115786 | Transformer metering, Upper Austria, side-by-side, 1200 A | EDB | xEnergy Light | 8868 | 1
| XVTL-WMS-300/1-6/4 | Y7-115782 | 115782 | Transformer metering, Upper Austria, side-by-side, 300 A | EDB | xEnergy Light | 9857 | 1
| XVTL-WMS-630/AS-6/4 | Y7-115785 | 115785 | Transformer metering, Upper Austria, side-by-side, 630 A | EDB | xEnergy Light | 9047 | 1
| XVTL-WMS-K-8/4/20 | Y7-147514 | 147514 | Current transformer metering board | EDB | xEnergy Light | 3730 | 1
| ZG/I43E-G-150 | Y7-13151 | 13151 | METER ENCLOSURE | EDB | xEnergy Basic | 250.2 | 1
| ZG/I43E-G-200 | Y7-15524 | 15524 | METER ENCLOSURE | EDB | xEnergy Basic | 258.9 | 1
| ZG/I44E-150 | Y7-17897 | 17897 | METER ENCLOSURE | EDB | xEnergy Basic | 281.7 | 1
| ZG/I44E-200 | Y7-20270 | 20270 | METER ENCLOSURE | EDB | xEnergy Basic | 337.1 | 1
| ZG/I45E-200 | Y7-98479 | 98479 | METER ENCLOSURE | EDB | xEnergy Basic | 405.6 | 1
| ZG/I48-200 | Y7-22643 | 22643 | METER ENCLOSURE | EDB | xEnergy Basic | 618 | 1
| ZRF3 | Y7-67734 | 67734 | ACC.INS.ENCLOSURE CI3-CI49 | EDB | xEnergy Basic | 57.2 | 2
| ZRF4 | Y7-70107 | 70107 | ACC.INS.ENCLOSURE CI3-CI49 | EDB | xEnergy Basic | 57.2 | 2
| BPZ-KC-2/50-ALU | Y7-195339 | 195339 |  | EDB | xEnergy Basic | 19.45 | 1
| BPZ-KC-2/50N-ALU | Y7-195340 | 195340 |  | EDB | xEnergy Basic | 19.45 | 1
| BPZ-KC-2/50PE-ALU | Y7-195342 | 195342 |  | EDB | xEnergy Basic | 19.45 | 1
| BPZ-PD1X-3/3-600-MV | Y7-195788 | 195788 |  | EDB | xEnergy Basic | 75.2 | 1
| BPZ-PD1X-4/4-800-MV | Y7-195789 | 195789 |  | EDB | xEnergy Basic | 90.5 | 1
| BPZ-PD2X-3/3-800-MV | Y7-195799 | 195799 |  | EDB | xEnergy Basic | 119.7 | 1
| BPZ-PD3X-3/3-800-MV | Y7-195809 | 195809 |  | EDB | xEnergy Basic | 148.9 | 1
| EP21RG | Y7-143897 | 143897 |  | EDB | xEnergy Basic | 48.71 | 1
| EP21RK1 | Y7-143910 | 143910 |  | EDB | xEnergy Basic | 34.79 | 1
| EP22GLD160-OG | Y7-143968 | 143968 |  | EDB | xEnergy Basic | 83.5 | 1
| EP22GRC162-OG | Y7-143943 | 143943 |  | EDB | xEnergy Basic | 73.8 | 1
| EP22MP | Y7-143917 | 143917 |  | EDB | xEnergy Basic | 71 | 1
| EP22RG | Y7-143898 | 143898 |  | EDB | xEnergy Basic | 55.7 | 1
| EP22RK2 | Y7-143911 | 143911 |  | EDB | xEnergy Basic | 44.53 | 1
| EP22XNH002R-OG | Y7-184538 | 184538 |  | EDB | xEnergy Basic | 66.8 | 1
| EP23RG | Y7-143899 | 143899 |  | EDB | xEnergy Basic | 66.8 | 1
| EP23Z1-ZBR | Y7-193690 | 193690 |  | EDB | xEnergy Basic | 116.9 | 1
| F3A-2K-0 | Y7-501496 | 501496 |  | EDB | xEnergy Basic | 16.7 | 1
| SL63032 | Y7-148583 | 148583 |  | EDB | xEnergy Basic | 16.7 | 1
| SL630EA | Y7-148589 | 148589 |  | EDB | xEnergy Basic | 12.53 | 1
| SLPEN63012 | Y7-148586 | 148586 |  | EDB | xEnergy Basic | 6.96 | 1
| SLPEN630U | Y7-148588 | 148588 |  | EDB | xEnergy Basic | 5.57 | 1
| BPZ-TIW-2 | Y7-501393 | 501393 |  | EDB | xEnergy Basic | 24.19 | 1
xEnergy XW / Arcon / Diagnose
| CTEU-02/02 | Y7-179344 | 179344 | Ambient Temperature Input | EDB | xEnergy Main Diagnose | 113.4 | 1
| M22-DLVHS-W-MCC | Y7-153567 | 153567 | Pushbutton, RMQ-Titan | EDB | xEnergy Main - XW | 12.83 | 5
| XANP-MC-EMPTY | Y7-155400 | 155400 | Labeling strip, empty | EDB | xEnergy Main - XW | 4.14 | 10
| XDSF10-35-MC | Y7-151200 | 151200 | Busbar support set, for dropper bar, 3/4p, 1000A, 35kA | EDB | xEnergy Main - XW | 557 | 1
| XDSF10-50-MC | Y7-151201 | 151201 | Busbar support set, for dropper bar, 3/4p, 1000A, 50kA | EDB | xEnergy Main - XW | 584 | 1
| XDSF10-65-MC | Y7-151202 | 151202 | Busbar support set, for dropper bar, 3/4p, 1000A, 65kA | EDB | xEnergy Main - XW | 612 | 1
| XDSF10-80-MC | Y7-151203 | 151203 | Busbar support set, for dropper bar, 3/4p, 1000A, 80kA | EDB | xEnergy Main - XW | 640 | 1
| XDSF20-35-MC | Y7-151204 | 151204 | Busbar support set, for dropper bar, 3/4p, 2000A, 35kA | EDB | xEnergy Main - XW | 695 | 1
| XDSF20-50-MC | Y7-151205 | 151205 | Busbar support set, for dropper bar, 3/4p, 2000A, 50kA | EDB | xEnergy Main - XW | 723 | 1
| XDSF20-65-MC | Y7-151206 | 151206 | Busbar support set, for dropper bar, 3/4p, 2000A, 65kA | EDB | xEnergy Main - XW | 751 | 1
| XDSF20-80-MC | Y7-151207 | 151207 | Busbar support set, for dropper bar, 3/4p, 2000A, 80kA | EDB | xEnergy Main - XW | 779 | 1
| XDSF-F-65-E-MC | Y7-151209 | 151209 | Dropper bar kit, full version, 65 kA | EDB | xEnergy Main - XW | 122.6 | 1
| XDSF-F-80-E-MC | Y7-151210 | 151210 | Dropper bar bracket, full version, reinforced, 80 kA | EDB | xEnergy Main - XW | 156.3 | 1
| XDSF-H-E-MC | Y7-151208 | 151208 | Dropper busbar bracket, 65kA, half version | EDB | xEnergy Main - XW | 47.13 | 1
| XDSFN-MC | Y7-151221 | 151221 | Fixing bracket, for N | EDB | xEnergy Main - XW | 27.06 | 4
| XDSFP-MC | Y7-151220 | 151220 | Mounting angle, for PE(N) | EDB | xEnergy Main - XW | 9.19 | 4
| XMCTB-C-MC | Y7-151219 | 151219 | Front filler, IP55, grey | EDB | xEnergy Main - XW | 122.2 | 1
| XMCTB-V-MC | Y7-151218 | 151218 | Front filler, IP31, grey | EDB | xEnergy Main - XW | 170.7 | 1
| XME0603CSV | Y7-129011 | 129011 | Empty section cover, PIFT, ventilated, HxW=600x75mm, grey | EDB | xEnergy Main - XW | 29.07 | 1
| XMI63W11-ARC | Y7-184817 | 184817 | ARCON mounting kit IZM63, withdrawable unit, W=1100mm, grey | EDB | xEnergy Main - XW | 344 | 1
| XMI63W135-ARC | Y7-184818 | 184818 | ARCON mounting kit IZM63, withdrawable unit, W=1350mm, grey | EDB | xEnergy Main - XW | 390.5 | 1
| XMIX40W06-ARC | Y7-184811 | 184811 | ARCON mounting kit IZM40, withdrawable unit, W=600mm, grey | EDB | xEnergy Main - XW | 226.8 | 1
| XMIX40W08-ARC | Y7-184812 | 184812 | ARCON mounting kit IZM40, withdrawable unit, W=800mm, grey | EDB | xEnergy Main - XW | 272.6 | 1
| XMIX40W10-ARC | Y7-184813 | 184813 | ARCON mounting kit IZM40, withdrawable unit, W=1000mm, grey | EDB | xEnergy Main - XW | 305.2 | 1
| XMW0306CDC | Y7-172182 | 172182 | Opening metal front plate for XW drawer, closed, IP55, H=75mm, grey | EDB | xEnergy Main - XW | 152 | 1
| XMW0306CDC-C | Y7-194450 | 194450 | XW_front plate closed PKZ_IP55_H75 | EDB | xEnergy Main - XW | 168.1 | 1
| XMW0306CDV | Y7-172190 | 172190 | Opening metal front plate for XW drawer, ventilated, IP31, H=75mm, grey | EDB | xEnergy Main - XW | 158.9 | 1
| XMW0306CDV-C | Y7-194457 | 194457 | XW_front plate closed PKZ_IP31_H75 | EDB | xEnergy Main - XW | 170.5 | 1
| XMW0306D | Y7-155242 | 155242 | Drawer, H=75mm | EDB | xEnergy Main - XW | 323.4 | 1
| XMW0306D-1 | Y7-500059 | 500059 | Drawer, H=75mm | EDB | xEnergy Main - XW | 514 | 1
| XMW0306E-C | Y7-152678 | 152678 | Front plate, IP55, empty, H=75mm, grey | EDB | xEnergy Main - XW | 101 | 1
| XMW0306E-V | Y7-152670 | 152670 | Front plate, IP31, empty, H=75mm, grey | EDB | xEnergy Main - XW | 127.7 | 1
| XMW0306SS | Y7-172204 | 172204 | XW Expansion set for Softstarter H=75mm | EDB | xEnergy Main - XW | 14.07 | 1
| XMW0306SWD-1 | Y7-500076 | 500076 | XW Extension for SWD H=75 | EDB | xEnergy Main - XW | 124.1 | 1
| XMW0606CDC | Y7-172183 | 172183 | Opening metal front plate for drawer, closed IP55, H=150mm, grey | EDB | xEnergy Main - XW | 153.3 | 1
| XMW0606CDC-C | Y7-194451 | 194451 | XW_front plate closed PKZ_IP55_H150 | EDB | xEnergy Main - XW | 190.6 | 1
| XMW0606CDC-NZM | Y7-172184 | 172184 | Opening metal front plate for drawer, NZM, closed IP55, H=150mm, grey | EDB | xEnergy Main - XW | 173.8 | 1
| XMW0606CDC-NZM-C | Y7-194452 | 194452 | XW_front plate closed NZM_IP55_H151 | EDB | xEnergy Main - XW | 218.6 | 1
| XMW0606CDV | Y7-172191 | 172191 | Opening metal front plate for XW drawer, ventilated IP31, H=150mm | EDB | xEnergy Main - XW | 184.7 | 1
| XMW0606CDV-C | Y7-194458 | 194458 | XW_front plate closed PKZ_IP31_H150 | EDB | xEnergy Main - XW | 181.3 | 1
| XMW0606CDV-NZM | Y7-172192 | 172192 | Opening metal front plate for drawer, NZM, ventilated, IP31, H=150mm, grey | EDB | xEnergy Main - XW | 210.2 | 1
| XMW0606CDV-NZM-C | Y7-194459 | 194459 | XW_front plate closed NZM_IP31_H151 | EDB | xEnergy Main - XW | 208.8 | 1
| XMW0606D | Y7-155243 | 155243 | Drawer, H=150mm | EDB | xEnergy Main - XW | 329.1 | 1
| XMW0606D-1 | Y7-500060 | 500060 | Drawer, H=150mm | EDB | xEnergy Main - XW | 626 | 1
| XMW0606E-C | Y7-152679 | 152679 | Front plate, IP55, empty, H=150mm, grey | EDB | xEnergy Main - XW | 112.1 | 1
| XMW0606E-V | Y7-152671 | 152671 | Front plate, IP31, empty, H=150mm, grey | EDB | xEnergy Main - XW | 153.5 | 1
| XMW0606SS | Y7-172205 | 172205 | XW Expansion set for Softstarter H=150mm | EDB | xEnergy Main - XW | 17.41 | 1
| XMW0606SWD | Y7-169876 | 169876 | XW Extension for SWD H=150 | EDB | xEnergy Main - XW | 89 | 1
| XMW0906CDC | Y7-172185 | 172185 | Opening metal front plate for drawer, closed IP55, H=225mm, grey | EDB | xEnergy Main - XW | 227.1 | 1
| XMW0906CDC-C | Y7-194453 | 194453 | XW_front plate closed PKZ_IP55_H226 | EDB | xEnergy Main - XW | 223 | 1
| XMW0906CDC-NZM | Y7-172186 | 172186 | Opening metal front plate for drawer, NZM, closed IP55, H=225mm, grey | EDB | xEnergy Main - XW | 249.5 | 1
| XMW0906CDC-NZM-C | Y7-194454 | 194454 | XW_front plate closed NZM_IP55_H225 | EDB | xEnergy Main - XW | 247.9 | 1
| XMW0906CDV | Y7-172193 | 172193 | Opening metal front plate for drawer, ventilated, IP31, H=225mm, grey | EDB | xEnergy Main - XW | 225.1 | 1
| XMW0906CDV-C | Y7-194460 | 194460 | XW_front plate closed PKZ_IP31_H226 | EDB | xEnergy Main - XW | 220.9 | 1
| XMW0906CDV-NZM | Y7-172194 | 172194 | Opening metal front plate for drawer, NZM, ventilated, IP31, H=225mm, grey | EDB | xEnergy Main - XW | 247.6 | 1
| XMW0906CDV-NZM-C | Y7-194461 | 194461 | XW_front plate closed NZM_IP31_H225 | EDB | xEnergy Main - XW | 246 | 1
| XMW0906D | Y7-155244 | 155244 | Drawer, H=225mm | EDB | xEnergy Main - XW | 376.1 | 1
| XMW0906D-1 | Y7-500061 | 500061 | Drawer Unit 225mm | EDB | xEnergy Main - XW | 703 | 1
| XMW0906E-C | Y7-152680 | 152680 | Front plate, IP55, empty, H=225mm, grey | EDB | xEnergy Main - XW | 162.7 | 1
| XMW0906E-V | Y7-152672 | 152672 | Front plate, IP31, empty, H=225mm, grey | EDB | xEnergy Main - XW | 171.1 | 1
| XMW0906SS | Y7-172206 | 172206 | XW Expansion set for Softstarter H=225mm | EDB | xEnergy Main - XW | 16.67 | 1
| XMW0906SWD | Y7-169877 | 169877 | XW Extension for SWD H=225 | EDB | xEnergy Main - XW | 69.5 | 1
| XMW1206CDC-NZM | Y7-172187 | 172187 | Opening metal front plate for drawer, NZM, closed, H=300mm, IP55, grey | EDB | xEnergy Main - XW | 275.5 | 1
| XMW1206CDC-NZM-C | Y7-194455 | 194455 | XW_front plate closed NZM_IP55_H300 | EDB | xEnergy Main - XW | 284.2 | 1
| XMW1206CDV-NZM | Y7-172195 | 172195 | Opening metal front plate for drawer, NZM, ventilated, H=300mm, IP31, grey | EDB | xEnergy Main - XW | 272.4 | 1
| XMW1206CDV-NZM-C | Y7-194462 | 194462 | XW_front plate closed NZM_IP31_H300 | EDB | xEnergy Main - XW | 271.7 | 1
| XMW1206D-1 | Y7-500062 | 500062 | Drawer Unit 300mm | EDB | xEnergy Main - XW | 589 | 1
| XMW1206E-C | Y7-152681 | 152681 | Front plate, IP55, empty, H=300mm, grey | EDB | xEnergy Main - XW | 175.5 | 1
| XMW1206E-V | Y7-152673 | 152673 | Front plate, IP31, empty, H=300mm, grey | EDB | xEnergy Main - XW | 188.4 | 1
| XMW1206SWD | Y7-169878 | 169878 | XW Extension for SWD H=300 | EDB | xEnergy Main - XW | 13.89 | 1
| XMW1806CDC-NZM-0 | Y7-172188 | 172188 | Opening metal front plate for drawer, NZM, closed, H=450mm, IP55, grey | EDB | xEnergy Main - XW | 287.8 | 1
| XMW1806CDC-NZM-190 | Y7-172189 | 172189 | Opening metal front plate for drawer, NZM, closed, H=450mm, IP55, grey | EDB | xEnergy Main - XW | 292.2 | 1
| XMW1806CDC-NZM-190-C | Y7-194456 | 194456 | XW_front plate closed NZM_IP55_H450 | EDB | xEnergy Main - XW | 292.8 | 1
| XMW1806CDV-NZM-0 | Y7-172196 | 172196 | Opening metal front plate for drawer, NZM, ventilated, H=450mm, IP31, grey | EDB | xEnergy Main - XW | 283.4 | 1
| XMW1806CDV-NZM-190 | Y7-172197 | 172197 | Opening metal front plate for drawer, NZM, ventilated, H=450mm, IP31, grey | EDB | xEnergy Main - XW | 288 | 1
| XMW1806CDV-NZM-190-C | Y7-194463 | 194463 | XW_front plate closed NZM_IP31_H450 | EDB | xEnergy Main - XW | 288.5 | 1
| XMW1806D | Y7-155246 | 155246 | Drawer, H=450mm | EDB | xEnergy Main - XW | 565 | 1
| XMW1806D-1 | Y7-500063 | 500063 | Drawer Unit 450mm | EDB | xEnergy Main - XW | 750 | 1
| XMW1806E-C | Y7-152682 | 152682 | Front plate, IP55, empty, H=450mm, grey | EDB | xEnergy Main - XW | 198.6 | 1
| XMW1806E-V | Y7-152674 | 152674 | Front plate, IP31, empty, H=450mm, grey | EDB | xEnergy Main - XW | 204.2 | 1
| XMW1806SWD | Y7-169879 | 169879 | XW Extension for SWD H=450 | EDB | xEnergy Main - XW | 55.7 | 1
| XMW2406CDC-B | Y7-158574 | 158574 | Front plate/door, below, H=600mm, IP55, grey | EDB | xEnergy Main - XW | 232.2 | 1
| XMW2406CDC-M | Y7-158575 | 158575 | Front plate/door, middle, H=600mm, IP55, grey | EDB | xEnergy Main - XW | 232.1 | 1
| XMW2406CDV-B | Y7-158570 | 158570 | Door for fixed compartment for motor control center, below, ventilated, H=600mm, IP31, grey | EDB | xEnergy Main - XW | 245.2 | 1
| XMW2406CDV-M | Y7-158571 | 158571 | Front plate/door, middle, H=600mm, IP31, grey | EDB | xEnergy Main - XW | 241.7 | 1
| XMW2406F | Y7-158538 | 158538 | Fixed Compartment, H=600mm | EDB | xEnergy Main - XW | 620 | 1
| XMW3006CDC-B | Y7-158576 | 158576 | Front plate/door, below, H=750mm, IP55, grey | EDB | xEnergy Main - XW | 255.9 | 1
| XMW3006CDC-M | Y7-158577 | 158577 | Front plate/door, middle, H=750mm, IP55, grey | EDB | xEnergy Main - XW | 255.9 | 1
| XMW3006CDV-B | Y7-158572 | 158572 | Front plate/door, below, H=750mm, IP31, grey | EDB | xEnergy Main - XW | 268.5 | 1
| XMW3006CDV-M | Y7-158573 | 158573 | Front plate/door, middle, H=750mm, IP31, grey | EDB | xEnergy Main - XW | 265.3 | 1
| XMW3006F | Y7-158539 | 158539 | Fixed Compartment, H=750mm | EDB | xEnergy Main - XW | 664 | 1
| XMW-AC-10-1Q5-12P-1M | Y7-500074 | 500074 | M.F 10A aux connector 0,25-1,5mm² 12P | EDB | xEnergy Main - XW | 75.1 | 1
| XMW-AC-1-12 | Y7-171642 | 171642 | Auxiliary Contact Set 12P with Labels | EDB | xEnergy Main - XW | 195.8 | 1
| XMW-AC-1-2 | Y7-171641 | 171641 | Auxiliary Contact Set 2P | EDB | xEnergy Main - XW | 33.34 | 1
| XMW-AC-1-24 | Y7-171643 | 171643 | Auxiliary Contact Set 24P with Labels | EDB | xEnergy Main - XW | 367.2 | 1
| XMW-AC-1-2P-F | Y7-177253 | 177253 | Auxiliary current contact, 2p connector | EDB | xEnergy Main - XW | 6.95 | 100
| XMW-AC-1-2P-M | Y7-177254 | 177254 | Auxiliary current contact, 2p jack | EDB | xEnergy Main - XW | 6.95 | 100
| XMW-AC-16-2Q5-8P-1M | Y7-500075 | 500075 | M.F 16A aux connector 0,5-2.5mm² 8P | EDB | xEnergy Main - XW | 69.5 | 1
| XMW-AC-1-S | Y7-155541 | 155541 | Fixing clip | EDB | xEnergy Main - XW | 2.78 | 50
| XMW-AC-M-1 | Y7-500067 | 500067 | spare frames 4 module for broken AC contact mechanism | EDB | xEnergy Main - XW | 69.5 | 1
| XMW-CP | Y7-172198 | 172198 | Assignment pin set for drawer, 5 pieces | EDB | xEnergy Main - XW | 18.18 | 1
| XMW-DP | Y7-152669 | 152669 | Shelf board, IP2X | EDB | xEnergy Main - XW | 80.1 | 1
| XMW-DP-F | Y7-168125 | 168125 | Shelf-board for fixed design module IP 2x, 1 set | EDB | xEnergy Main - XW | 100.4 | 1
| XMW-I-1 | Y7-155247 | 155247 | Interlock, for drawer 75mm, PKZ, PKE | EDB | xEnergy Main - XW | 96.4 | 1
| XMW-I-2 | Y7-155248 | 155248 | Interlock, for drawer 150-225mm, PKZ | EDB | xEnergy Main - XW | 97.8 | 1
| XMW-I-3 | Y7-155249 | 155249 | Interlock, for drawer 150-300mm, NZM | EDB | xEnergy Main - XW | 132 | 1
| XMW-I-5 | Y7-168929 | 168929 | Interlock, for drawer 150-300mm, NZM1 | EDB | xEnergy Main - XW | 98.3 | 1
| XMW-I-6 | Y7-168930 | 168930 | Interlock, for drawer 150-300mm, NZM2 | EDB | xEnergy Main - XW | 98.2 | 1
| XMW-I-BD410 | Y7-155544 | 155544 | Bowden cable, for NZM 350mm | EDB | xEnergy Main - XW | 47.01 | 1
| XMW-IC-315-3 | Y7-151355 | 151355 | Main contacts, drawer, incoming, up to 315A, 3p | EDB | xEnergy Main - XW | 90.3 | 1
| XMW-IC-315-4 | Y7-151358 | 151358 | Main contacts, drawer, incoming, up to 315A, 4p | EDB | xEnergy Main - XW | 119.4 | 1
| XMW-IC-630-3 | Y7-151356 | 151356 | Main contacts, drawer, incoming, up to 630A, 3p | EDB | xEnergy Main - XW | 179 | 1
| XMW-IC-630-4 | Y7-151359 | 151359 | Main contacts, drawer, incoming, up to 630A, 4p | EDB | xEnergy Main - XW | 237.3 | 1
| XMW-ICL-315-3 | Y7-177616 | 177616 | Main contacts, drawer, incoming, up to 315A, 3p | EDB | xEnergy Main - XW | 132.7 | 1
| XMW-ICL-315-4 | Y7-177617 | 177617 | Main contacts, drawer, incoming, up to 315A, 4p | EDB | xEnergy Main - XW | 175.8 | 1
| XMW-ICL-630-3 | Y7-155401 | 155401 | Main contacts, drawer, incoming, up 630A, 3p | EDB | xEnergy Main - XW | 263.8 | 1
| XMW-ICL-630-4 | Y7-155402 | 155402 | Main contacts, drawer, incoming, up 630A, 4p | EDB | xEnergy Main - XW | 350.1 | 1
| XMW-L | Y7-172177 | 172177 | Unlocking device for drawer, Size 225-450mm | EDB | xEnergy Main - XW | 11.02 | 1
| XMW-M22-LPA | Y7-158617 | 158617 | Legend plate support, for XW | EDB | xEnergy Main - XW | 2.09 | 25
| XMW-MS | Y7-152668 | 152668 | Micro switch | EDB | xEnergy Main - XW | 11.83 | 1
| XMW-OC-100-10-25-150-300MM | Y7-167561 | 167561 | Main contacts, drawer, outgoing, up 100A, 3/4p | EDB | xEnergy Main - XW | 253.7 | 1
| XMW-OC-100-10-25-6 | Y7-155269 | 155269 | Main contacts, drawer, outgoing, up 100A, 6p, SD | EDB | xEnergy Main - XW | 389.2 | 1
| XMW-OC-100-16-35 | Y7-152652 | 152652 | Main contacts, drawer, outgoing, up 100A, 3/4p | EDB | xEnergy Main - XW | 251.3 | 1
| XMW-OC-100-Q25-2M | Y7-500070 | 500070 | M.F connector 100A 10-25mm², 2P, Size 2 | EDB | xEnergy Main - XW | 106.4 | 1
| XMW-OC-100-Q35-2M | Y7-500071 | 500071 | M.F connector 100A 16-35mm², 2P, Size 2 | EDB | xEnergy Main - XW | 111.3 | 1
| XMW-OC-200-40-70-3 | Y7-152654 | 152654 | Main contacts, drawer, outgoing, up 200A, 3p | EDB | xEnergy Main - XW | 373 | 1
| XMW-OC-200-40-70-6 | Y7-155272 | 155272 | Main contacts, drawer, outgoing, up 200A, 6p, SD | EDB | xEnergy Main - XW | 697 | 1
| XMW-OC-200-Q40-2M | Y7-500072 | 500072 | M.F connector 200A 25-40mm², 1P, Size 2 | EDB | xEnergy Main - XW | 98.4 | 1
| XMW-OC-200-Q70-2M | Y7-500073 | 500073 | M.F connector 200A 40-70mm², 1P, Size 2 | EDB | xEnergy Main - XW | 100.1 | 1
| XMW-OC-350-M10-3-300MM | Y7-155261 | 155261 | Main contacts, drawer, outgoing, up 350A, 3p | EDB | xEnergy Main - XW | 1226 | 1
| XMW-OC-350-M10-3-450MM | Y7-155262 | 155262 | Main contacts, drawer, outgoing, up 350A, 3p | EDB | xEnergy Main - XW | 1213 | 1
| XMW-OC-350-M10-4-300MM | Y7-155264 | 155264 | Main contacts, drawer, outgoing, up 350A, 4p | EDB | xEnergy Main - XW | 1456 | 1
| XMW-OC-350-M10-4-450MM | Y7-155265 | 155265 | Main contacts, drawer, outgoing, up 350A, 4p | EDB | xEnergy Main - XW | 1443 | 1
| XMW-OC-40-2,5-6 | Y7-152649 | 152649 | Main contacts, drawer, outgoing, up 40A, 3/4p | EDB | xEnergy Main - XW | 141.8 | 1
| XMW-OC-40-2,5-6-6-150-300MM | Y7-167562 | 167562 | Main contacts, drawer, outgoing, up 40A, 6p, SD | EDB | xEnergy Main - XW | 218.5 | 1
| XMW-OC-40-6-10 | Y7-152650 | 152650 | Main contacts, drawer, outgoing, up 40A, 3/4p | EDB | xEnergy Main - XW | 142.5 | 1
| XMW-OC-40-6-10-150-300MM | Y7-167560 | 167560 | Main contacts, drawer, outgoing, up 40A | EDB | xEnergy Main - XW | 172 | 1
| XMW-OC-40-Q10-1M | Y7-500069 | 500069 | M.F connector 40A 6-10mm², 2P, Size 1 | EDB | xEnergy Main - XW | 49.59 | 1
| XMW-OC-40-Q8-1M | Y7-500068 | 500068 | M.F connector 40A 2.5-8mm², 2P, Size 1 | EDB | xEnergy Main - XW | 49.26 | 1
| XMW-OC-650-M12-3 | Y7-155263 | 155263 | Main contacts, drawer, outgoing, up 650A, 3p | EDB | xEnergy Main - XW | 1326 | 1
| XMW-OC-650-M12-4 | Y7-155266 | 155266 | Main contacts, drawer, outgoing, up 650A, 4p | EDB | xEnergy Main - XW | 1577 | 1
| XMW-OC-M-12M | Y7-500066 | 500066 | spare frames 12 module for 150,225,300 Drawer | EDB | xEnergy Main - XW | 166.8 | 1
| XMW-OC-M-2M | Y7-500064 | 500064 | spare frames 2 module for broken 75mm drawer | EDB | xEnergy Main - XW | 58.8 | 1
| XMW-OC-M-8M | Y7-500065 | 500065 | spare frames 8 module for 150,225,300 Drawer | EDB | xEnergy Main - XW | 111.7 | 1
| XNT-CLAP15 | Y7-180071 | 180071 | Bracket for sensor, busbar thickness 15mm | EDB | xEnergy Main Diagnose | 11.83 | 10
| XNT-CLAP20 | Y7-180072 | 180072 | Bracket for sensor, busbar thickness 20 mm | EDB | xEnergy Main Diagnose | 12.4 | 10
| XNT-CTRL-00/01 | Y7-191842 | 191842 | Controller for temperature monitoring in the LV switchgear assembly | EDB | xEnergy Main Diagnose | 3188 | 1
| XNT-DIAG1 | Y7-178303 | 178303 | Busbar temperature sensor | EDB | xEnergy Main Diagnose | 208.4 | 1
| XNT-DIAG12 | Y7-178305 | 178305 | Busbar temperature sensor | EDB | xEnergy Main Diagnose | 2278 | 1
| XNT-DIAG3 | Y7-178304 | 178304 | Busbar temperature sensor | EDB | xEnergy Main Diagnose | 575 | 1
| XNT-DIAG-A-3 | Y7-178306 | 178306 | Adapter plate | EDB | xEnergy Main Diagnose | 143.9 | 1
| XNT-DIAG-A-4 | Y7-178659 | 178659 | Adapter plate, diagnostic sensor, diagnostic system | EDB | xEnergy Main Diagnose | 190.1 | 1
| XNT-PT1000-4MM | Y7-179392 | 179392 | PT1000 temperature sensor, fixing hole 4 mm | EDB | xEnergy Main Diagnose | 45.66 | 1
| XNT-REC | Y7-178660 | 178660 | USB receiver, diagnostic system | EDB | xEnergy Main Diagnose | 286.9 | 1
| XNT-SENSOR-TEST | Y7-181584 | 181584 | Diagnostics sensor tester | EDB | xEnergy Main Diagnose | 501 | 1
| XNT-USB-EXTENDER | Y7-178661 | 178661 | USB extension adapter, diagnostic system | EDB | xEnergy Main Diagnose | 261.6 | 1
| XNT-USB-HUB-7PORT | Y7-178662 | 178662 | Isolated industrial USB hub, 7port, diagnostic system | EDB | xEnergy Main Diagnose | 1222 | 1
| XPA-NZM1-3-ARC | Y7-185204 | 185204 | IP3XD shielding for NZM1-3 ARCON | EDB | xEnergy Main - XW | 27.78 | 1
| XPA-NZM1-3-XSV-ARC | Y7-185216 | 185216 | Shielding IP3XD for NZM1-3-XSV | EDB | xEnergy Main - XW | 30.56 | 1
| XPA-NZM1-4-ARC | Y7-185205 | 185205 | IP3XD shielding for NZM1-4 ARCON | EDB | xEnergy Main - XW | 33.34 | 1
| XPA-NZM2-3-ARC | Y7-185206 | 185206 | IP3XD shielding for NZM2-3 ARCON | EDB | xEnergy Main - XW | 27.78 | 1
| XPA-NZM2-3-XKR-ARC | Y7-185212 | 185212 | Shielding IP3XD for NZM2-3-XKR | EDB | xEnergy Main - XW | 30.56 | 1
| XPA-NZM2-3-XSV-ARC | Y7-185217 | 185217 | Shielding IP3XD for NZM2-3-XSV, plug in MCCB | EDB | xEnergy Main - XW | 36.12 | 1
| XPA-NZM2-4-ARC | Y7-185207 | 185207 | IP3XD shielding for NZM2-4 ARCON | EDB | xEnergy Main - XW | 33.34 | 1
| XPA-NZM2-4-XKR-ARC | Y7-185213 | 185213 | Shielding IP3XD for NZM2-4-XKR | EDB | xEnergy Main - XW | 36.12 | 1
| XPA-NZM2-4-XSV-ARC | Y7-185218 | 185218 | Shielding IP3XD for NZM2-4-XSV, plug in MCCB | EDB | xEnergy Main - XW | 41.67 | 1
| XPA-NZM3-3-ARC | Y7-185208 | 185208 | IP3XD shielding for NZM3-3 ARCON | EDB | xEnergy Main - XW | 33.34 | 1
| XPA-NZM3-3-XKR-ARC | Y7-185214 | 185214 | Shielding IP3XD for NZM3-3-XKR | EDB | xEnergy Main - XW | 30.56 | 1
| XPA-NZM3-3-XSV/XAV-ARC | Y7-185219 | 185219 | Shielding IP3XD for NZM3-3-XSV/XAV, plug in MCCB | EDB | xEnergy Main - XW | 30.56 | 1
| XPA-NZM3-4-ARC | Y7-185209 | 185209 | IP3XD shielding for NZM3-4 ARCON | EDB | xEnergy Main - XW | 38.89 | 1
| XPA-NZM3-4-XKR-ARC | Y7-185215 | 185215 | Shielding IP3XD for NZM3-4-XKR | EDB | xEnergy Main - XW | 36.12 | 1
| XPA-NZM3-4-XSV/XAV-ARC | Y7-185220 | 185220 | Shielding IP3XD for NZM3-4-XSV/XAV, plug in MCCB | EDB | xEnergy Main - XW | 36.12 | 1
| XPA-PKE32-ARC | Y7-185202 | 185202 | IP3XD shielding for PKZM0, PKE32, ARCON | EDB | xEnergy Main - XW | 17.4 | 1
| XPA-PKE65-ARC | Y7-185203 | 185203 | IP3XD shielding for PKZM4, PKE65, ARCON | EDB | xEnergy Main - XW | 15.18 | 1
| XPFCB04-MC | Y7-151213 | 151213 | Partition set, connection-/MBB-area, for W=400mm | EDB | xEnergy Main - XW | 209.4 | 1
| XPFCB06-MC | Y7-151214 | 151214 | Partition set, connection-/MBB-area, for W=600mm | EDB | xEnergy Main - XW | 392.2 | 1
| XPFDM-65-MC | Y7-151215 | 151215 | Shutter kit, device area/dropper bar, up to 65kA | EDB | xEnergy Main - XW | 213 | 1
| XPFDM-80-MC | Y7-151216 | 151216 | Shutter kit, device area/dropper bar, up to 80kA | EDB | xEnergy Main - XW | 222.5 | 1
| XPFDM-A-MC | Y7-151217 | 151217 | Lock cover for dropper bar | EDB | xEnergy Main - XW | 18.2 | 25
| XPIBCB-H-06019 | Y7-150515 | 150515 | Partition, IZM connection-/busbar back area, horizontal, WxD=600x190mm | EDB | xEnergy Main - XW | 127.8 | 1
| XPIBCB-H-08019 | Y7-150516 | 150516 | Partition, IZM connection-/busbar back area, horizontal, WxD=800x190mm | EDB | xEnergy Main - XW | 163.2 | 1
| XPRMC-MC | Y7-184644 | 184644 | Cable connection area blanking strips | EDB | xEnergy Main - XW | 154.9 | 1
| XSDFCRV2004 | Y7-151670 | 151670 | Door connection area, ventilated, for HxW=2000x400mm, grey | EDB | xEnergy Main - XW | 428.3 | 1
| XSDFCRV2006 | Y7-151671 | 151671 | Door connection area, ventilated, for HxW=2000x600mm, grey | EDB | xEnergy Main - XW | 521 | 1
| XSDMC0606-ARC | Y7-184806 | 184806 | Door, IP55, for HxW=650x600mm, ARCON, grey | EDB | xEnergy Main - XW | 277.5 | 1
| XSDMC0608-ARC | Y7-184807 | 184807 | Door, IP55, for HxW=650x800mm, ARCON, grey | EDB | xEnergy Main - XW | 320.5 | 1
| XSDMC0610-ARC | Y7-184808 | 184808 | Door, IP55, for HxW=650x1000mm, ARCON, grey | EDB | xEnergy Main - XW | 358.5 | 1
| XSDMC0611-ARC | Y7-184809 | 184809 | Door, IP55, for HxW=650x1100mm, ARCON, grey | EDB | xEnergy Main - XW | 370.6 | 1
| XSDMC06135-ARC | Y7-184810 | 184810 | Door, IP55, for HxW=650x1350mm, ARCON, grey | EDB | xEnergy Main - XW | 608 | 1
| XSFDR10-X1-B | Y7-155542 | 155542 | Branding strip, drain rail, W=1000mm, blue | EDB | xEnergy Main - XW | 120.4 | 1
| XSFDR12-X1-B | Y7-155543 | 155543 | Branding strip, drain rail, W=1200mm, blue | EDB | xEnergy Main - XW | 121.4 | 1
| XSMFDB0606-MC | Y7-151211 | 151211 | Mounting kit, MCC, for motor control centers with fully withdrawable units, module width 600 mm, section depth 600 mm, grey | EDB | xEnergy Main - XW | 767 | 1
| XSMFDB0608-MC | Y7-151212 | 151212 | Mounting kit, MCC, for motor control centers with fully withdrawable units, module width 800 mm, section depth 800 mm, grey | EDB | xEnergy Main - XW | 1129 | 1
| XSPBM1006-MC | Y7-158120 | 158120 | Top plate, split, for WxD=1000x600mm, grey | EDB | xEnergy Main - XW | 141.3 | 1
| XTPWCUB-H225-1 | Y7-500077 | 500077 | Partition for empty drawer compartment, H=225mm | EDB | xEnergy Main - XW | 92.3 | 1
| XTPWCUB-H300-1 | Y7-500078 | 500078 | Partition for empty drawer compartment, H=300mm | EDB | xEnergy Main - XW | 127.4 | 1
| XTPWCUB-H450-1 | Y7-500079 | 500079 | Partition for empty drawer compartment, H=450mm | EDB | xEnergy Main - XW | 129.5 | 1
| XTSZDSQC-H450W800-ARCON | Y7-187160 | 187160 | Door with cutout for ARCON master unit | EDB | xEnergy Main - XW | 242.5 | 1
| XTSZPTAC-W800-ARCON | Y7-187142 | 187142 | Roof plate, closed, IP55, W=800mm | EDB | xEnergy Main - XW | 265.3 | 1
| XTSZPTAPA-W800-ARCON | Y7-187141 | 187141 | Wire mesh frame / mesh IP42 for roof plate, ventilated B=800mm | EDB | xEnergy Main - XW | 422.7 | 1
| XTSZPTAV-W800-ARCON | Y7-187143 | 187143 | Wire mesh frame / mesh IP31 for roof plate, ventilated B=800mm | EDB | xEnergy Main - XW | 274.3 | 1
| ARC-CC00 | Y7-286390 | 286390 | ARCON slave connecting cable 0.5m | EDB | xEnergy Main Arcon | 15.04 | 1
| ARC-CC01 | Y7-286391 | 286391 | ARCON slave connecting cable 1m | EDB | xEnergy Main Arcon | 20.84 | 1
| ARC-CC02 | Y7-286392 | 286392 | ARCON slave connecting cable 2m | EDB | xEnergy Main Arcon | 34.37 | 1
| ARC-CC03 | Y7-170488 | 170488 | ARCON slave connecting cable 3m | EDB | xEnergy Main Arcon | 34.73 | 1
| ARC-CC05 | Y7-286393 | 286393 | ARCON slave connecting cable 5m | EDB | xEnergy Main Arcon | 58.9 | 1
| ARC-CC07 | Y7-170489 | 170489 | ARCON slave connecting cable 7m | EDB | xEnergy Main Arcon | 62.6 | 1
| ARC-CC10 | Y7-286394 | 286394 | ARCON slave connecting cable 10m | EDB | xEnergy Main Arcon | 83.4 | 1
| ARC-CC15 | Y7-286395 | 286395 | ARCON slave connecting cable 15m | EDB | xEnergy Main Arcon | 111.2 | 1
| ARC-CC20 | Y7-286396 | 286396 | ARCON slave connecting cable 20m | EDB | xEnergy Main Arcon | 139 | 1
| ARC-CCAT02 | Y7-184525 | 184525 | Connection cable master - quenching device, L=2m, socket - wire end | EDB | xEnergy Main Arcon | 491.6 | 1
| ARC-CCAT05 | Y7-100038 | 100038 | ARCON extinguisher connecting cable 5m | EDB | xEnergy Main Arcon | 898 | 1
| ARC-CCAT10 | Y7-100039 | 100039 | ARCON extinguisher connecting cable 10m | EDB | xEnergy Main Arcon | 848 | 1
| ARC-CCAT15 | Y7-100040 | 100040 | ARCON extinguisher connecting cable 15m | EDB | xEnergy Main Arcon | 1070 | 1
| ARC-CCAT20 | Y7-100041 | 100041 | ARCON extinguisher connecting cable 20m | EDB | xEnergy Main Arcon | 1296 | 1
| ARC-CL095 | Y7-184970 | 184970 | ARCON line sensor mounting clip on metal frame | EDB | xEnergy Main Arcon | 4.71 | 1
| ARC-ECAT02 | Y7-184526 | 184526 | Extension cable for connection between master and quenching device, L=2m, socket - plug | EDB | xEnergy Main Arcon | 615 | 1
| ARC-MB34 | Y7-289011 | 289011 | Positioning aid ARC-SL clamp 3-4mm | EDB | xEnergy Main Arcon | 2.46 | 1
| ARC-MB46 | Y7-289010 | 289010 | Positioning aid ARC-SL clamp 4-6mm | EDB | xEnergy Main Arcon | 1.88 | 1
| ARC-MB814 | Y7-184971 | 184971 | ARCON line sensor mounting clip on copper bar | EDB | xEnergy Main Arcon | 4.93 | 1
| ARC-MC0525 | Y7-289019 | 289019 | Positioning aid ARC-SL for HS-RR | EDB | xEnergy Main Arcon | 53.8 | 1
| ARC-MC1018 | Y7-115402 | 115402 | Positioning aid ARC-SL | EDB | xEnergy Main Arcon | 67.4 | 1
| ARC-MC1025 | Y7-286400 | 286400 | Positioning aid ARC-SL for BG2-1x100 | EDB | xEnergy Main Arcon | 89.8 | 1
| ARC-MC1045 | Y7-286397 | 286397 | Positioning aid ARC-SL for BG1-1x40 | EDB | xEnergy Main Arcon | 67.8 | 1
| ARC-MC1525 | Y7-289100 | 289100 | Positioning aid ARC-SL for HS-RR | EDB | xEnergy Main Arcon | 56 | 1
| ARC-MC2025 | Y7-286401 | 286401 | Positioning aid ARC-SL for BG2-2x100 | EDB | xEnergy Main Arcon | 67.8 | 1
| ARC-MC2045 | Y7-286398 | 286398 | Positioning aid ARC-SL for BG1-2x40 | EDB | xEnergy Main Arcon | 68.6 | 1
| ARC-MC2085 | Y7-286399 | 286399 | Positioning aid ARC-SL for BG2-2x40 | EDB | xEnergy Main Arcon | 71.1 | 1
| ARC-MC3035 | Y7-289101 | 289101 | Positioning aid ARC-SL for NZM4 2x50x10 | EDB | xEnergy Main Arcon | 34.73 | 1
| ARC-MC3085 | Y7-286402 | 286402 | Positioning aid ARC-SL for BG3-3x120 | EDB | xEnergy Main Arcon | 40.24 | 1
| ARC-MC4085 | Y7-289006 | 289006 | Positioning aid ARC-SL for BG3-4x120 | EDB | xEnergy Main Arcon | 34.73 | 1
| ARC-MC6085 | Y7-289007 | 289007 | Positioning aid ARC-SL for BG3-6x120 | EDB | xEnergy Main Arcon | 34.73 | 1
| ARC-MF | Y7-289008 | 289008 | Positioning aid ARC-SL securing clip | EDB | xEnergy Main Arcon | 1.09 | 1
| ARC-MFR | Y7-289009 | 289009 | Positioning aid ARC-SL microcellular rubber | EDB | xEnergy Main Arcon | 0.92 | 1
| ARC-MH600 | Y7-286409 | 286409 | Positioning aid ARC-SL holder VS-600mm | EDB | xEnergy Main Arcon | 56.1 | 1
| ARC-MKS | Y7-104541 | 104541 | Adhesive mount base for ARC-SL mounting | EDB | xEnergy Main Arcon | 2.7 | 1
| ARC-ML100 | Y7-286408 | 286408 | Positioning aid ARC-SL angle L-100mm | EDB | xEnergy Main Arcon | 19.57 | 1
| ARC-ML50 | Y7-286406 | 286406 | Positioning aid ARC-SL angle L-50mm | EDB | xEnergy Main Arcon | 15.28 | 1
| ARC-ML75 | Y7-286407 | 286407 | Positioning aid ARC-SL angle L-75mm | EDB | xEnergy Main Arcon | 15.98 | 1
| ARC-MP100 | Y7-286412 | 286412 | Positioning aid ARC-SL tab 100mm | EDB | xEnergy Main Arcon | 52.7 | 1
| ARC-MP50 | Y7-286410 | 286410 | Positioning aid ARC-SL tab 50mm | EDB | xEnergy Main Arcon | 51.7 | 1
| ARC-MP75 | Y7-286411 | 286411 | Positioning aid ARC-SL tab 75mm | EDB | xEnergy Main Arcon | 53.1 | 1
| ARC-MSA | Y7-104542 | 104542 | Expansion anchor for ARC-SL assembly | EDB | xEnergy Main Arcon | 0.98 | 1
| ARC-SL10/BL | Y7-179679 | 179679 | ARCON line sensor 10m blue | EDB | xEnergy Main Arcon | 854 | 1
| ARC-SL11/BL | Y7-179680 | 179680 | ARCON line sensor 11m blue | EDB | xEnergy Main Arcon | 960 | 1
| ARC-SL12/BL | Y7-179681 | 179681 | ARCON line sensor 12m blue | EDB | xEnergy Main Arcon | 1014 | 1
| ARC-SL13/BL | Y7-179682 | 179682 | ARCON line sensor 13m blue | EDB | xEnergy Main Arcon | 1066 | 1
| ARC-SL15/BL | Y7-179683 | 179683 | ARCON line sensor 15m blue | EDB | xEnergy Main Arcon | 1173 | 1
| ARC-SL17/BL | Y7-179684 | 179684 | ARCON line sensor 17m blue | EDB | xEnergy Main Arcon | 1284 | 1
| ARC-SL20/BL | Y7-179685 | 179685 | ARCON line sensor 20m blue | EDB | xEnergy Main Arcon | 1379 | 1
| ARC-SL25/BL | Y7-179686 | 179686 | ARCON line sensor 25m blue | EDB | xEnergy Main Arcon | 1643 | 1
| ARC-TAPE/025/7M | Y7-184976 | 184976 | Electro-insulating tape, self-sealing, made of PP rubber | EDB | xEnergy Main Arcon | 63.4 | 1
| ARC-MAIN-3G | Y7-193890 | 193890 | ARCON master for MAIN-system | EDB | xEnergy Main Arcon | 5244 | 1
| ARC-MAIN-HMI | Y7-193891 | 193891 | ARCON display and control unit for MAIN-system | EDB | xEnergy Main Arcon | 2084 | 1
| ARC-DMOD-3SL | Y7-193892 | 193892 | ARCON line module for light detection | EDB | xEnergy Main Arcon | 1467 | 1
| ARC-LITE-3G | Y7-193889 | 193889 | ARCON master for LITE-system | EDB | xEnergy Main Arcon | 2779 | 1
| ARC-MC2018 | Y7-115403 | 115403 | Positioning aid ARC-SL | EDB | xEnergy Main Arcon | 42.62 | 1
| ARC-MC1075 | Y7-155593 | 155593 | Positioning aid ARC-SL | EDB | xEnergy Main Arcon | 42.62 | 1
| ARC-MC2060 | Y7-155594 | 155594 | Positioning aid ARC-SL | EDB | xEnergy Main Arcon | 42.62 | 1
| ARC-TMOD-1QD | Y7-193893 | 193893 | ARCON tripping module for quenching device | EDB | xEnergy Main Arcon | 3409 | 1
| ARC-DMOD-6NTFS | Y7-193895 | 193895 | ARCON protective relays | EDB | xEnergy Main Arcon | 1875 | 1
| ARC-AT-T/X | Y7-300934 | 300934 | ARCON quenching device, top installation | EDB | xEnergy Main Arcon | 13161 | 1
| ARC-AT-B/X | Y7-300935 | 300935 | ARCON quenching device, bottom installation | EDB | xEnergy Main Arcon | 13161 | 1
| ARC-AT-T/3G | Y7-300936 | 300936 | ARCON arc quenching device AQD, universal installation, top/bottom | EDB | xEnergy Main Arcon | 10228 | 1
| ARC-NTFS-3M | Y7-300939 | 300939 | ARCON Nuisance Tripping Free Sensor, connection length 3m | EDB | xEnergy Main Arcon | 306.8 | 1
| ARC-NTFS-6M | Y7-300940 | 300940 | ARCON Nuisance Tripping Free Sensor, connection length 6m | EDB | xEnergy Main Arcon | 340.9 | 1
| ARC-NTFS-MLS | Y7-300941 | 300941 | ARCON Nuisance Tripping Free Sensor, 5m, acting as personal protection (PPE) | EDB | xEnergy Main Arcon | 323.9 | 1
| ARC-TU/3G | Y7-305862 | 305862 |  | EDB | xEnergy Main Arcon | 6307 | 1
| XNT-CTS | Y7-305861 | 305861 |  | EDB | xEnergy Main Diagnose | 336.4 | 1
| XMW0906E-C-SOND-RAL* | Y7-152683 | 152683 | Front plate, IP55, empty, H=225mm, special color | EDB | xEnergy Main - XW | 192.5 | 1
| XMW1206E-C-SOND-RAL* | Y7-152684 | 152684 | Front plate, IP55, empty, H=300mm, special color | EDB | xEnergy Main - XW | 192.5 | 1
| XMW0306E-C-SOND-RAL* | Y7-155277 | 155277 | Front plate, IP55, empty, H=75mm, special color | EDB | xEnergy Main - XW | 111.9 | 1
| XMW0606E-C-SOND-RAL* | Y7-155278 | 155278 | Front plate, IP55, empty, H=150mm, special color | EDB | xEnergy Main - XW | 127.9 | 1
| XSMFDB0606-MC-SOND-RAL* | Y7-158111 | 158111 | Mounting kit, MCC, for motor control centers with fully withdrawable units, module width 600 mm, section depth 600 mm, special color | EDB | xEnergy Main - XW | 560 | 1
| XMW0606CDC-NZM-C-SOND-RAL* | Y7-302195 | 302195 | door XW-Drawer NZM H=150mm blind | EDB | xEnergy Main - XW | 191.8 | 1
| XMW0906CDC-NZM-C-SOND-RAL* | Y7-302197 | 302197 | door XW-Drawer NZM H=225mm blind | EDB | xEnergy Main - XW | 223.7 | 1
| XMW1206CDC-NZM-C-SOND-RAL* | Y7-302198 | 302198 | door XW-Drawer NZM H=300mm blind | EDB | xEnergy Main - XW | 239.7 | 1